## TsSummer10
2019 Terminal Station Demand Forecast - MW, MVAr & MVA Forecasts aggregated by Terminal Station
Forecasts at time of Station peak - station diversity factors are applied.
Summer, 10% POE
Note: Summer years at end of season
LOCATIONID | LocationType | VOLTAGE | UNIT | 2019 (Actual Note 1) | 2020 | 2021 | 2022 | 2023 | 2024 | 2025 | 2026 | 2027 | 2028 | 2029
ATS_BLTS | Hybrid | 66 | MW | 244.04 | 303.8 | 312.6 | 316.6 | 313.8 | 321.8 | 324.4 | 328.9 | 331.7 | 329.8 | 335.6
ATS_BLTS | Hybrid | 66 | MVAr | 59.58 | 79 | 81 | 82 | 80.7 | 82.5 | 83.1 | 84.1 | 84.7 | 84.2 | 85.5
ATS_BLTS | Hybrid | 66 | MVA | 251.2077 | 313.9 | 322.9 | 327 | 324 | 332.2 | 334.8 | 339.5 | 342.3 | 340.3 | 346.4
ATS_WEST | Hybrid | 66 | MW | 215.92 | 235.1 | 250.6 | 258.9 | 257.6 | 266.3 | 275.9 | 282.6 | 292.8 | 300.8 | 307.9
ATS_WEST | Hybrid | 66 | MVAr | 66.44 | 72.3 | 77.1 | 79.7 | 79.3 | 81.9 | 84.9 | 87 | 90.1 | 92.5 | 94.7
ATS_WEST | Hybrid | 66 | MVA | 225.9109 | 245.9 | 262.2 | 270.8 | 269.5 | 278.6 | 288.7 | 295.7 | 306.3 | 314.7 | 322.1
BATS | Entire | 66 | MW | 226.1 | 175.8 | 180.3 | 183.2 | 186.6 | 192 | 194.9 | 197.8 | 201.4 | 205 | 209.2
BATS | Entire | 66 | MVAr | 29.4 | 22.9 | 23.5 | 23.8 | 24.3 | 25 | 25.4 | 25.7 | 26.2 | 26.7 | 27.2
BATS | Entire | 66 | MVA | 228.0034 | 177.3 | 181.8 | 184.7 | 188.2 | 193.7 | 196.5 | 199.4 | 203.1 | 206.8 | 211
BETS | Entire | 22 | MW | 76.008 | 85.9 | 87 | 86.9 | 89 | 88.8 | 90.3 | 92.5 | 93.4 | 95.9 | 96.2
BETS | Entire | 22 | MVAr | 7.3728 | 8.3 | 8.4 | 8.4 | 8.6 | 8.6 | 8.8 | 9 | 9.1 | 9.3 | 9.3
BETS | Entire | 22 | MVA | 76.3647 | 86.3 | 87.4 | 87.3 | 89.4 | 89.2 | 90.7 | 93 | 93.8 | 96.3 | 96.7
BETS | Entire | 66 | MW | 172.2 | 195.5 | 207.2 | 212.1 | 214.2 | 214.8 | 216.6 | 219.3 | 222.4 | 225.9 | 227.4
BETS | Entire | 66 | MVAr | 26 | 29.5 | 31.3 | 32.1 | 32.4 | 32.5 | 32.7 | 33.1 | 33.6 | 34.1 | 34.4
BETS | Entire | 66 | MVA | 174.2 | 197.7 | 209.6 | 214.5 | 216.6 | 217.2 | 219 | 221.8 | 225 | 228.4 | 230
BLTS | Entire | 22 | MW | 60.43 | 62.3 | 62.9 | 63.6 | 63.9 | 64.5 | 65 | 65.7 | 67 | 66.9 | 68
BLTS | Entire | 22 | MVAr | 29.7082 | 31.2 | 31.5 | 31.8 | 32 | 32.3 | 32.5 | 32.8 | 33.5 | 33.4 | 34
BLTS | Entire | 22 | MVA | 67.3377 | 69.7 | 70.3 | 71.1 | 71.5 | 72.1 | 72.7 | 73.4 | 74.9 | 74.8 | 76
BLTS-SCI | Hybrid | 66 | MW | 49.7032 | 86.1 | 86.2 | 84.2 | 86.2 | 84.5 | 85.5 | 86.5 | 84.4 | 84.4 | 84.4
BLTS-SCI | Hybrid | 66 | MVAr | 44.57 | 10 | 10.1 | 9.8 | 10.1 | 9.9 | 10 | 10.1 | 9.8 | 9.8 | 9.8
BLTS-SCI | Hybrid | 66 | MVA | 66.76 | 86.7 | 86.8 | 84.7 | 86.8 | 85 | 86.1 | 87 | 85 | 85 | 85
BTS | Entire | 22 | MW | 101.96 | 117.6959 | 123.2324 | 126.6068 | 128.899 | 131.156 | 133.23 | 135.3635 | 137.3086 | 139.4632 | 140.0379
BTS | Entire | 22 | MVAr | 34.93 | 34.1044 | 35.4188 | 36.4045 | 37.0802 | 37.8126 | 38.3711 | 38.9278 | 39.4222 | 39.9891 | 40.2118
BTS | Entire | 22 | MVA | 107.7773 | 122.5375 | 128.2213 | 131.7367 | 134.1265 | 136.4979 | 138.6455 | 140.8498 | 142.8558 | 145.0832 | 145.697
BTS | Entire | 66 | MW | 163.8 | 181.8 | 314.2 | 328 | 336.3 | 346.7 | 358.6 | 365.5 | 371.2 | 377.1 | 384.2
BTS | Entire | 66 | MVAr | 41 | 45.5 | 78.7 | 82.1 | 84.2 | 86.8 | 89.8 | 91.5 | 92.9 | 94.4 | 96.2
BTS | Entire | 66 | MVA | 168.8024 | 187.4 | 323.9 | 338.1 | 346.6 | 357.4 | 369.6 | 376.7 | 382.7 | 388.7 | 396.1
CBTS | Entire | 66 | MW | 446.6379 | 518.6023 | 523.3765 | 529.7835 | 537.9524 | 544.9212 | 556.3503 | 562.2042 | 570.7107 | 578.5543 | 589.978
CBTS | Entire | 66 | MVAr | 89.8968 | 124.3719 | 125.506 | 127.0327 | 128.987 | 130.6514 | 133.3888 | 134.7974 | 136.838 | 138.7198 | 141.4556
CBTS | Entire | 66 | MVA | 455.595 | 533.3073 | 538.2144 | 544.8007 | 553.2002 | 560.365 | 572.1173 | 578.1383 | 586.8862 | 594.9523 | 606.699
DPTS | Hybrid | 66 | MW | 199.6 | 238.9 | 260.2 | 269.2 | 287 | 299.4 | 302 | 313 | 332.1 | 342.9 | 356.4
DPTS | Hybrid | 66 | MVAr | 38.1 | 45.6 | 49.7 | 51.4 | 54.8 | 57.1 | 57.6 | 59.7 | 63.4 | 65.4 | 68
DPTS | Hybrid | 66 | MVA | 203.2 | 243.2 | 264.9 | 274 | 292.2 | 304.8 | 307.4 | 318.7 | 338.1 | 349.1 | 362.8
ERTS | Entire | 66 | MW | 447.6436 | 498.4397 | 498.1373 | 499.2815 | 504.069 | 505.8062 | 513.7122 | 519.2387 | 525.6798 | 529.3343 | 534.426
ERTS | Entire | 66 | MVAr | 94.7295 | 92.1272 | 91.9732 | 92.1196 | 93.1173 | 93.4487 | 95.068 | 96.4839 | 97.9672 | 98.8633 | 99.9199
ERTS | Entire | 66 | MVA | 457.557 | 506.8822 | 506.5568 | 507.7086 | 512.5976 | 514.3662 | 522.4348 | 528.1269 | 534.7306 | 538.4875 | 543.6866
ERTS12 | Split Bus | 66 | MW | 216.6085 | 231.9262 | 231.8856 | 232.419 | 234.1849 | 235.0716 | 238.2233 | 239.6565 | 241.7102 | 242.7898 | 244.7516
ERTS12 | Split Bus | 66 | MVAr | 51.9775 | 33.6852 | 33.614 | 33.6425 | 33.9199 | 34.0472 | 34.5537 | 34.9044 | 35.3076 | 35.5518 | 35.885
ERTS12 | Split Bus | 66 | MVA | 222.7575 | 234.3597 | 234.3093 | 234.8413 | 236.6286 | 237.5245 | 240.7163 | 242.1849 | 244.2753 | 245.3789 | 247.3683
ERTS34 | Split Bus | 66 | MW | 243.5025 | 273.9922 | 273.7745 | 274.4436 | 277.6037 | 278.5131 | 283.4349 | 287.6918 | 292.2253 | 294.8784 | 298.078
ERTS34 | Split Bus | 66 | MVAr | 73.3889 | 69.0657 | 68.9953 | 69.1603 | 70.0476 | 70.2942 | 71.6357 | 72.9339 | 74.2421 | 75.0255 | 75.8856
ERTS34 | Split Bus | 66 | MVA | 254.3214 | 282.5629 | 282.3346 | 283.0237 | 286.3049 | 287.247 | 292.3474 | 296.7927 | 301.5088 | 304.273 | 307.586
FBTS | Entire | 66 | MW | 255.925 | 288.4703 | 302.223 | 315.0636 | 330.1483 | 339.7357 | 358.4795 | 366.6237 | 370.3728 | 378.8915 | 388.9751
FBTS | Entire | 66 | MVAr | 61.6812 | 68.3369 | 71.5955 | 74.6316 | 78.1989 | 80.4576 | 84.9056 | 86.8393 | 87.7269 | 89.7394 | 92.1223
FBTS | Entire | 66 | MVA | 263.2531 | 296.4542 | 310.5876 | 323.7822 | 339.283 | 349.1328 | 368.3973 | 376.7678 | 380.6206 | 389.3738 | 399.7351
GNTS | Entire | 66 | MW | 107.6 | 111.0743 | 112.0862 | 113.1727 | 114.1301 | 114.9908 | 116.4371 | 116.0725 | 116.5501 | 116.8623 | 118.209
GNTS | Entire | 66 | MVAr | 38.64 | 17.0652 | 17.2206 | 17.3876 | 17.5346 | 17.6669 | 17.8891 | 17.8331 | 17.9065 | 17.9544 | 18.1613
GNTS | Entire | 66 | MVA | 114.3276 | 112.3776 | 113.4014 | 114.5006 | 115.4692 | 116.3401 | 117.8033 | 117.4344 | 117.9176 | 118.2335 | 119.596
GTS | Entire | 66 | MW | 429.03 | 503.9 | 533.7 | 546 | 559.2 | 562.6 | 559.2 | 580.3 | 589.5 | 601.5 | 607.7
GTS | Entire | 66 | MVAr | 86.6497 | 101.8 | 107.8 | 110.3 | 112.9 | 113.6 | 112.9 | 117.2 | 119 | 121.5 | 122.7
GTS | Entire | 66 | MVA | 437.6927 | 514.1 | 544.4 | 557.1 | 570.5 | 573.9 | 570.5 | 592 | 601.4 | 613.6 | 620
HOTS | Entire | 66 | MW | 78.76 | 81.3 | 85 | 83.7 | 83.1 | 82.7 | 82.9 | 85 | 83.9 | 84.4 | 83
HOTS | Entire | 66 | MVAr | 0.29 | 0.3 | 0.3 | 0.3 | 0.3 | 0.3 | 0.3 | 0.3 | 0.3 | 0.3 | 0.3
HOTS | Entire | 66 | MVA | 78.7605 | 81.3 | 85 | 83.7 | 83.1 | 82.7 | 82.9 | 85 | 83.9 | 84.4 | 83
HTS | Entire | 66 | MW | 358.0606 | 384.2176 | 386.257 | 388.2881 | 393.2855 | 395.515 | 404.5147 | 412.8777 | 420.3458 | 422.2953 | 424.3537
HTS | Entire | 66 | MVAr | 90.4645 | 96.2553 | 96.7662 | 97.2751 | 98.527 | 99.0856 | 101.3402 | 103.4353 | 105.3063 | 105.7947 | 106.3103
HTS | Entire | 66 | MVA | 369.3118 | 396.0912 | 398.1937 | 400.2875 | 405.4394 | 407.7378 | 417.0156 | 425.6371 | 433.3359 | 435.3457 | 437.4677
HYTS | Entire | 22 | MW | 1.6312 | 2 | 1.9 | 1.9 | 1.9 | 1.9 | 1.9 | 1.9 | 1.9 | 1.9 | 1.9
HYTS | Entire | 22 | MVAr | 0.50398 | 0.6 | 0.6 | 0.6 | 0.6 | 0.6 | 0.6 | 0.6 | 0.6 | 0.6 | 0.6
HYTS | Entire | 22 | MVA | 1.71 | 2.1 | 2 | 2 | 2 | 2 | 2 | 2 | 2 | 2 | 1.9
KGTS | Entire | 22 | MW | 15.14 | 15.5 | 15.5 | 15.9 | 15.5 | 14.8 | 15.6 | 14.5 | 14.4 | 15.1 | 14.3
KGTS | Entire | 22 | MVAr | 1.77 | 1.8121 | 1.8121 | 1.8589 | 1.8121 | 1.7303 | 1.8238 | 1.6952 | 1.6835 | 1.7653 | 1.6718
KGTS | Entire | 22 | MVA | 15.2431 | 15.6056 | 15.6056 | 16.0083 | 15.6056 | 14.9008 | 15.7062 | 14.5988 | 14.4981 | 15.2028 | 14.3974
KGTS | Entire | 66 | MW | 51.12 | 57.4 | 57.2 | 56.8 | 56.2 | 55.8 | 55.7 | 56.2 | 57.1 | 56.9 | 56
KGTS | Entire | 66 | MVAr | -34.94 | -39.2323 | -39.0956 | -38.8222 | -38.4121 | -38.1387 | -38.0704 | -38.4121 | -39.0273 | -38.8906 | -38.2754
KGTS | Entire | 66 | MVA | 61.9198 | 69.5265 | 69.2843 | 68.7997 | 68.073 | 67.5885 | 67.4674 | 68.073 | 69.1631 | 68.9209 | 67.8307
KTS | Entire | 66 | MW | 507.0466 | 560.2214 | 568.3537 | 572.8422 | 575.2497 | 580.3885 | 587.6745 | 593.2196 | 599.3589 | 604.2386 | 611.8879
KTS | Entire | 66 | MVAr | 166.1751 | 180.0652 | 182.8173 | 184.1016 | 185.1348 | 186.7286 | 189.1893 | 190.9516 | 193.0863 | 194.4096 | 196.86
KTS | Entire | 66 | MVA | 533.5827 | 588.4484 | 597.0328 | 601.6989 | 604.3071 | 609.6871 | 617.3766 | 623.195 | 629.6931 | 634.7436 | 642.7757
KTS_East | Split Bus | 66 | MW | 294.2939 | 319.7418 | 322.4654 | 323.7418 | 324.6873 | 326.2015 | 329.3063 | 330.7916 | 332.999 | 333.0008 | 335.1811
KTS_East | Split Bus | 66 | MVAr | 100.7938 | 104.4959 | 105.6229 | 105.902 | 106.4865 | 106.9421 | 108.0913 | 108.5848 | 109.4977 | 109.3045 | 110.0577
KTS_East | Split Bus | 66 | MVA | 311.076 | 336.3841 | 339.323 | 340.6229 | 341.7035 | 343.2842 | 346.5925 | 348.1576 | 350.5397 | 350.4811 | 352.7876
KTS_West | Split Bus | 66 | MW | 212.7527 | 241.2595 | 246.6702 | 249.8891 | 251.3495 | 254.9805 | 259.169 | 263.2345 | 267.1703 | 272.0544 | 277.5304
KTS_West | Split Bus | 66 | MVAr | 65.3813 | 75.8036 | 77.4294 | 78.4367 | 78.885 | 80.0252 | 81.3389 | 82.6096 | 83.8326 | 85.3511 | 87.0505
KTS_West | Split Bus | 66 | MVA | 222.5723 | 252.8879 | 258.5372 | 261.9101 | 263.4377 | 267.2435 | 271.6332 | 275.8927 | 280.0141 | 285.1288 | 290.8623
LY* | Entire | 66 | MW | 28.04 | 27.5944 | 27.5944 | 27.5944 | 27.5944 | 27.5944 | 27.5944 | 27.5944 | 27.5944 | 27.5944 | 27.5944
LY* | Entire | 66 | MVAr | 14.92 | 8.3723 | 8.3723 | 8.3723 | 8.3723 | 8.3723 | 8.3723 | 8.3723 | 8.3723 | 8.3723 | 8.3723
LY* | Entire | 66 | MVA | 31.7624 | 28.8366 | 28.8366 | 28.8366 | 28.8366 | 28.8366 | 28.8366 | 28.8366 | 28.8366 | 28.8366 | 28.8366
MBTS | Entire | 66 | MW | 38.08 | 38.0172 | 37.9843 | 37.9904 | 37.953 | 37.8748 | 37.9755 | 37.4872 | 37.2736 | 37.0069 | 37.0675
MBTS | Entire | 66 | MVAr | -4.32 | -2.9561 | -2.9535 | -2.954 | -2.9511 | -2.945 | -2.9528 | -2.9149 | -2.8982 | -2.8775 | -2.8822
MBTS | Entire | 66 | MVA | 38.3243 | 38.132 | 38.099 | 38.105 | 38.0675 | 37.9891 | 38.0901 | 37.6004 | 37.3861 | 37.1186 | 37.1794
MTS | Entire | 22 | MW | 36.8759 | 42.4444 | 42.2829 | 42.1989 | 42.5475 | 42.6721 | 43.1173 | 43.5692 | 44.0047 | 44.3686 | 44.7716
MTS | Entire | 22 | MVAr | 6.203 | 7.5833 | 7.5544 | 7.5394 | 7.6017 | 7.6239 | 7.7035 | 7.7842 | 7.862 | 7.927 | 7.999
MTS | Entire | 22 | MVA | 37.394 | 43.1165 | 42.9524 | 42.8671 | 43.2212 | 43.3478 | 43.8001 | 44.2591 | 44.7015 | 45.0711 | 45.4806
MTS | Entire | 66 | MW | 192.2978 | 192.9469 | 195.0895 | 196.7359 | 199.2271 | 199.9362 | 204.3428 | 208.3596 | 212.4692 | 213.9929 | 215.6675
MTS | Entire | 66 | MVAr | 33.0617 | 37.4047 | 37.82 | 38.1392 | 38.6222 | 38.7596 | 39.6139 | 40.3926 | 41.1893 | 41.4847 | 41.8093
MTS | Entire | 66 | MVA | 195.1192 | 196.5391 | 198.7216 | 200.3987 | 202.9363 | 203.6585 | 208.1472 | 212.2387 | 216.4248 | 217.9769 | 219.6827
MTS6622 | Entire | 66 | MW | 228.7163 | 234.2689 | 236.2558 | 237.8213 | 240.6484 | 241.4776 | 246.3132 | 250.7654 | 255.2947 | 257.1691 | 259.2321
MTS6622 | Entire | 66 | MVAr | 39.0929 | 44.9782 | 45.3597 | 45.6603 | 46.2031 | 46.3623 | 47.2907 | 48.1455 | 49.0151 | 49.3749 | 49.771
MTS6622 | Entire | 66 | MVA | 219.586 | 238.5476 | 240.5708 | 242.1649 | 245.0436 | 245.888 | 250.8119 | 255.3454 | 259.9574 | 261.866 | 263.9667
MWTS | Entire | 66 | MW | 439 | 450.6991 | 448.9485 | 448.1009 | 446.819 | 445.3387 | 446.1146 | 439.984 | 437.0985 | 433.5852 | 433.842
MWTS | Entire | 66 | MVAr | 67.08 | 46.779 | 46.5973 | 46.5094 | 46.3763 | 46.2227 | 46.3032 | 45.6669 | 45.3674 | 45.0027 | 45.0294
MWTS | Entire | 66 | MVA | 444.0954 | 453.1202 | 451.3602 | 450.508 | 449.2193 | 447.7311 | 448.5111 | 442.3476 | 439.4466 | 435.9144 | 436.1726
RCTS | Entire | 22 | MW | 41 | 43.2 | 45.1 | 46.5 | 47.1 | 48.7 | 48.2 | 47.7 | 47.4 | 48.2 | 49.7
RCTS | Entire | 22 | MVAr | 16 | 16.8 | 17.5 | 18.1 | 18.3 | 18.9 | 18.7 | 18.5 | 18.4 | 18.7 | 19.3
RCTS | Entire | 22 | MVA | 44 | 46.4 | 48.4 | 49.9 | 50.6 | 52.2 | 51.7 | 51.2 | 50.8 | 51.7 | 53.3
RCTS | Entire | 66 | MW | 128 | 166.4 | 166.8 | 163.7 | 166.3 | 166.9 | 167.4 | 168.2 | 170 | 171.3 | 172.3
RCTS | Entire | 66 | MVAr | 35.9 | 46.6 | 46.7 | 45.9 | 46.6 | 46.8 | 46.9 | 47.1 | 47.6 | 48 | 48.3
RCTS | Entire | 66 | MVA | 133 | 172.8 | 173.2 | 170 | 172.7 | 173.4 | 173.8 | 174.7 | 176.6 | 177.8 | 179
RTS | Entire | 22 | MW | 43.6 | 68.6 | 71.9 | 73.6 | 74 | 73.6 | 56.4 | 56.8 | 57.7 | 58.4 | 57.9
RTS | Entire | 22 | MVAr | 9.8 | 15.4 | 16.2 | 16.6 | 16.7 | 16.6 | 12.7 | 12.8 | 13 | 13.2 | 13
RTS | Entire | 22 | MVA | 44.7117 | 70.3 | 73.7 | 75.4 | 75.9 | 75.5 | 57.8 | 58.2 | 59.1 | 59.9 | 59.3
RTS | Entire | 66 | MW | 563.2 | 581.8 | 484.6 | 495 | 500.8 | 506.8 | 513.3 | 519.6 | 527 | 533.3 | 536.8
RTS | Entire | 66 | MVAr | 128.17 | 60.7 | 51.7 | 52.7 | 53.4 | 54 | 54.7 | 55.4 | 56.3 | 57 | 57.4
RTS | Entire | 66 | MVA | 577.6 | 584.9 | 487.3 | 497.8 | 503.6 | 509.6 | 516.2 | 522.6 | 530 | 536.4 | 539.8
RTS12 | Split Bus | 66 | MW | 296.9738 | 296.6022 | 313.6779 | 321.3844 | 324.5398 | 328.1538 | 331.6985 | 335.4132 | 340.8025 | 344.6666 | 345.4752
RTS12 | Split Bus | 66 | MVAr | 21.6884 | 21.6612 | 22.9083 | 23.4711 | 23.7015 | 23.9655 | 24.2243 | 24.4956 | 24.8892 | 25.1714 | 25.2305
RTS12 | Split Bus | 66 | MVA | 297.7647 | 297.3921 | 314.5133 | 322.2403 | 325.4041 | 329.0277 | 332.5819 | 336.3065 | 341.7101 | 345.5845 | 346.3953
RTS34 | Split Bus | 66 | MW | 207.25 | 225.5199 | 110.6701 | 112.4643 | 113.7574 | 115.5492 | 117.328 | 118.6418 | 119.371 | 121.1216 | 122.9315
RTS34 | Split Bus | 66 | MVAr | 26.59 | 28.934 | 14.1989 | 14.4291 | 14.595 | 14.8249 | 15.0531 | 15.2216 | 15.3152 | 15.5398 | 15.772
RTS34 | Split Bus | 66 | MVA | 208.9488 | 227.3684 | 111.5772 | 113.3861 | 114.6898 | 116.4963 | 118.2897 | 119.6143 | 120.3495 | 122.1144 | 123.9391
RWTS | Entire | 66 | MW | 459.072 | 497.6796 | 497.4302 | 499.024 | 502.3257 | 503.8069 | 509.6359 | 509.3158 | 511.5736 | 511.5948 | 514.7267
RWTS | Entire | 66 | MVAr | 88.5001 | 85.3447 | 85.2877 | 85.5319 | 86.0272 | 86.2699 | 87.2221 | 87.0717 | 87.398 | 87.3893 | 87.944
RWTS | Entire | 66 | MVA | 467.5247 | 504.9443 | 504.6888 | 506.301 | 509.6389 | 511.1398 | 517.0459 | 516.7051 | 518.9856 | 519.005 | 522.1855
RWTS13 | Split Bus | 66 | MW | 277.592 | 304.5011 | 306.5754 | 309.7445 | 314.3016 | 316.9214 | 322.5604 | 324.8318 | 328.3035 | 329.7861 | 332.9688
RWTS13 | Split Bus | 66 | MVAr | 61.0601 | 51.0447 | 51.4002 | 51.9241 | 52.6423 | 53.0872 | 54.0056 | 54.3154 | 54.8573 | 55.108 | 55.6718
RWTS13 | Split Bus | 66 | MVA | 284.2282 | 308.7499 | 310.8544 | 314.0665 | 318.6797 | 321.3369 | 327.0502 | 329.3416 | 332.855 | 334.3587 | 337.5908
RWTS22 | Entire | 22 | MW | 84.9026 | 93.6776 | 93.3494 | 93.2292 | 93.9057 | 94.2605 | 95.7001 | 96.2497 | 97.2081 | 97.491 | 98.2504
RWTS22 | Entire | 22 | MVAr | 13.2987 | 20.9061 | 20.8371 | 20.8138 | 20.9585 | 21.0382 | 21.3542 | 21.4652 | 21.6721 | 21.735 | 21.9075
RWTS22 | Entire | 22 | MVA | 85.9379 | 95.9821 | 95.6467 | 95.5244 | 96.2162 | 96.5797 | 98.0537 | 98.6142 | 99.5946 | 99.8845 | 100.6632
RWTS24 | Split Bus | 66 | MW | 191.88 | 193.1785 | 190.8548 | 189.2796 | 188.0241 | 186.8855 | 187.0755 | 184.484 | 183.2702 | 181.8088 | 181.758
RWTS24 | Split Bus | 66 | MVAr | 37.04 | 34.3 | 33.8874 | 33.6078 | 33.3848 | 33.1827 | 33.2164 | 32.7563 | 32.5408 | 32.2813 | 32.2722
RWTS24 | Split Bus | 66 | MVA | 195.4224 | 196.2 | 193.8399 | 192.2401 | 190.9649 | 189.8085 | 190.0016 | 187.3695 | 186.1367 | 184.6524 | 184.6008
SHTS | Entire | 66 | MW | 284.1 | 302.2 | 327.5 | 334.5 | 332.6 | 332.8 | 328.6 | 339.1 | 344.7 | 348.9 | 346.8
SHTS | Entire | 66 | MVAr | 57.2 | 60.9 | 66 | 67.4 | 67 | 67 | 66.2 | 68.3 | 69.4 | 70.3 | 69.9
SHTS | Entire | 66 | MVA | 289.8 | 308.3 | 334 | 341.2 | 339.3 | 339.5 | 335.2 | 345.9 | 351.6 | 355.9 | 353.8
SMTS | Entire | 66 | MW | 290.7162 | 344.5939 | 350.1007 | 355.2336 | 358.8885 | 362.5272 | 367.7902 | 368.2536 | 370.7661 | 373.0714 | 378.158
SMTS | Entire | 66 | MVAr | 36.4103 | 38.8284 | 39.5155 | 40.1463 | 40.5729 | 41.0099 | 41.6232 | 41.7252 | 42.0381 | 42.3381 | 42.9356
SMTS | Entire | 66 | MVA | 292.9875 | 346.7745 | 352.3237 | 357.4949 | 361.1746 | 364.8394 | 370.138 | 370.6099 | 373.1417 | 375.4661 | 380.5876
SVTS | Entire | 66 | MW | 426.4586 | 462.3843 | 468.88 | 472.1109 | 480.2678 | 483.2033 | 493.7957 | 503.6897 | 512.5429 | 513.2781 | 513.9557
SVTS | Entire | 66 | MVAr | 89.6518 | 76.091 | 76.8665 | 77.4855 | 78.8452 | 79.4997 | 81.2196 | 82.7958 | 84.2228 | 84.4492 | 84.6765
SVTS | Entire | 66 | MVA | 435.7802 | 468.6033 | 475.1388 | 478.4273 | 486.6967 | 489.6996 | 500.4306 | 510.4493 | 519.4167 | 520.1789 | 520.8844
SVTS12 | Split Bus | 66 | MW | 233.1243 | 242.4194 | 243.5036 | 244.6083 | 248.1859 | 249.1899 | 254.5809 | 259.473 | 263.9226 | 264.4397 | 264.9835
SVTS12 | Split Bus | 66 | MVAr | 50.8292 | 43.0875 | 43.2802 | 43.4766 | 44.1124 | 44.2909 | 45.2491 | 46.1186 | 46.9095 | 47.0014 | 47.0981
SVTS12 | Split Bus | 66 | MVA | 238.6013 | 246.2188 | 247.32 | 248.442 | 252.0757 | 253.0954 | 258.5709 | 263.5397 | 268.059 | 268.5842 | 269.1366
SVTS34 | Split Bus | 66 | MW | 193.3343 | 229.5508 | 235.1128 | 237.3014 | 242.0488 | 244.032 | 249.4542 | 254.6641 | 259.2528 | 259.4804 | 259.622
SVTS34 | Split Bus | 66 | MVAr | 38.8226 | 31.65 | 32.2013 | 32.5901 | 33.2725 | 33.7058 | 34.436 | 35.114 | 35.7239 | 35.8454 | 35.963
SVTS34 | Split Bus | 66 | MVA | 197.1937 | 231.7225 | 237.3077 | 239.5288 | 244.3249 | 246.3487 | 251.8198 | 257.0735 | 261.7025 | 261.9446 | 262.1009
TBTS | Entire | 66 | MW | 271.0205 | 319.6945 | 318.8125 | 319.8315 | 325.6031 | 328.508 | 336.3494 | 344.1642 | 351.5033 | 355.2767 | 359.3105
TBTS | Entire | 66 | MVAr | 60.9907 | 83.0047 | 82.7756 | 83.0402 | 84.5388 | 85.293 | 87.3289 | 89.3579 | 91.2634 | 92.2431 | 93.2904
TBTS | Entire | 66 | MVA | 277.7984 | 330.2943 | 329.3831 | 330.4358 | 336.3989 | 339.4 | 347.5014 | 355.5754 | 363.1578 | 367.0563 | 371.2239
TGTS | Entire | 66 | MW | 170.63 | 204.8 | 209.9 | 201.5 | 204.6 | 208.3 | 204 | 199.8 | 206.2 | 203 | 208.1
TGTS | Entire | 66 | MVAr | 29.3 | 35.2 | 36 | 34.6 | 35.1 | 35.8 | 35 | 34.3 | 35.4 | 34.9 | 35.7
TGTS | Entire | 66 | MVA | 173.1274 | 207.8 | 212.9 | 204.4 | 207.6 | 211.4 | 206.9 | 202.7 | 209.2 | 205.9 | 211.1
TSTS | Entire | 66 | MW | 337.2363 | 385.5758 | 396.3751 | 396.4256 | 402.8984 | 404.0013 | 408.8732 | 415.0369 | 418.6858 | 416.8852 | 420.4164
TSTS | Entire | 66 | MVAr | 86.214 | 97.3322 | 100.274 | 100.3055 | 101.8994 | 102.1307 | 103.2638 | 104.821 | 105.6654 | 105.1294 | 106.0216
TSTS | Entire | 66 | MVA | 348.0821 | 397.671 | 408.862 | 408.9186 | 415.5846 | 416.7106 | 421.7116 | 428.069 | 431.8135 | 429.9366 | 433.5787
TTS | Entire | 66 | MW | 502.5456 | 514.0839 | 512.4903 | 515.0062 | 511.8943 | 513.0521 | 516.0444 | 516.6872 | 517.1495 | 518.6853 | 521.4146
TTS | Entire | 66 | MVAr | 131.2407 | 160.5938 | 159.2132 | 160.1062 | 159.1909 | 159.6265 | 160.593 | 160.8838 | 161.0786 | 161.6248 | 162.5128
TTS | Entire | 66 | MVA | 522.7363 | 538.5839 | 536.6518 | 539.3194 | 536.0761 | 537.311 | 540.4553 | 541.1554 | 541.6548 | 543.2835 | 546.1535
TTS12 | Split Bus | 66 | MW | 251.9458 | 265.354 | 282.5561 | 281.826 | 278.8937 | 278.1188 | 279.0848 | 277.9553 | 277.3301 | 277.0374 | 277.8283
TTS12 | Split Bus | 66 | MVAr | 37.8901 | 75.2795 | 80.2787 | 80.0742 | 79.2249 | 79.0088 | 79.2864 | 78.9872 | 78.8184 | 78.7505 | 78.9801
TTS12 | Split Bus | 66 | MVA | 255.3142 | 275.8256 | 293.739 | 292.9808 | 289.928 | 289.1236 | 290.1286 | 288.9604 | 288.3129 | 288.0128 | 288.8363
TTS34 | Split Bus | 66 | MW | 250.5998 | 264.8615 | 245.9651 | 249.159 | 248.8791 | 250.7542 | 252.8123 | 254.4207 | 255.4295 | 257.1754 | 259.1343
TTS34 | Split Bus | 66 | MVAr | 93.3506 | 89.8167 | 83.4087 | 84.4918 | 84.3969 | 85.0328 | 85.7307 | 86.2761 | 86.6182 | 87.2102 | 87.8745
TTS34 | Split Bus | 66 | MVA | 267.4221 | 279.676 | 259.7226 | 263.0952 | 262.7996 | 264.7796 | 266.9528 | 268.6512 | 269.7164 | 271.5599 | 273.6284
WETS | Entire | 66 | MW | 55 | 55.6 | 56.7 | 55.3 | 54.6 | 54.9 | 53.9 | 54.3 | 54.1 | 52.4 | 52.9
WETS | Entire | 66 | MVAr | -4.8 | -4.9 | -5 | -4.8 | -4.8 | -4.8 | -4.7 | -4.8 | -4.7 | -4.6 | -4.6
WETS | Entire | 66 | MVA | 55.2 | 55.8 | 56.9 | 55.5 | 54.8 | 55.1 | 54.1 | 54.5 | 54.3 | 52.6 | 53.1
WMTS | Entire | 22 | MW | 56.06 | 79.1 | 31.7 | 24.3 | 24.7 | 25.5 | 5.9 | 0 | 0 | 0 | 0
WMTS | Entire | 22 | MVAr | 13 | 18.1 | 7.3 | 5.6 | 5.7 | 5.8 | 1.4 | 0 | 0 | 0 | 0
WMTS | Entire | 22 | MVA | 57.5476 | 81.1 | 32.6 | 24.9 | 25.4 | 26.1 | 6.1 | 0 | 0 | 0 | 0
WMTS | Entire | 66 | MW | 301.5682 | 336.4 | 381.9 | 399.7 | 406.6 | 419.5 | 438.4 | 442.1 | 445 | 448.2 | 449.9
WMTS | Entire | 66 | MVAr | 60.5493 | 63.1 | 70.4 | 73 | 72.1 | 72.9 | 75.3 | 75.6 | 76.1 | 76.8 | 77.1
WMTS | Entire | 66 | MVA | 307.5867 | 342.3 | 388.3 | 406.3 | 412.9 | 425.8 | 444.8 | 448.5 | 451.4 | 454.7 | 456.5
WOTS | Entire | 66 | MW | 56.52 | 54.6231 | 54.6178 | 54.9801 | 55.4966 | 55.9043 | 56.5742 | 56.3773 | 56.5898 | 56.7183 | 57.3522
WOTS | Entire | 66 | MVAr | 12.12 | 8.8797 | 8.8789 | 8.9378 | 9.0217 | 9.088 | 9.1969 | 9.1649 | 9.1994 | 9.2203 | 9.3234
WOTS | Entire | 66 | MVA | 57.8049 | 55.3401 | 55.3348 | 55.7018 | 56.2251 | 56.6381 | 57.3169 | 57.1174 | 57.3326 | 57.4629 | 58.1051
WOTS22 | Entire | 22 | MW | 34.36 | 36.4057 | 36.6917 | 37.029 | 37.3562 | 37.6443 | 38.1174 | 37.9989 | 38.156 | 38.2584 | 38.7011
WOTS22 | Entire | 22 | MVAr | -0.56 | 8.0852 | 8.1487 | 8.2237 | 8.2963 | 8.3603 | 8.4654 | 8.4391 | 8.4739 | 8.4967 | 8.595
WOTS22 | Entire | 22 | MVA | 34.3646 | 37.2927 | 37.5857 | 37.9312 | 38.2663 | 38.5615 | 39.0462 | 38.9248 | 39.0856 | 39.1906 | 39.644
YPS | Entire | 11 | MW | 3.56 | 0.51715 | 0.51986 | 0.51149 | 0.49574 | 0.48477 | 0.48231 | 0.47991 | 0.47752 | 0.47516 | 0.47281
YPS | Entire | 11 | MVAr | 2.2 | -0.62279 | -0.62605 | -0.61598 | -0.59701 | -0.5838 | -0.58084 | -0.57794 | -0.57506 | -0.57222 | -0.5694
YPS | Entire | 11 | MVA | 4.1849 | 0.80951 | 0.81376 | 0.80066 | 0.776 | 0.75883 | 0.75498 | 0.75121 | 0.74747 | 0.74378 | 0.74011
Note 1: Note that this is the observed actual and have not been weather normalised.

## TsSummer50
2019 Terminal Station Demand Forecast - MW, MVAr & MVA Forecasts aggregated by Terminal Station
Forecasts at time of Station peak - station diversity factors are applied.
Summer, 50% POE
Note: Summer years at end of season
LOCATIONID | LocationType | VOLTAGE | UNIT | 2019 (Actual Note 1) | 2020 | 2021 | 2022 | 2023 | 2024 | 2025 | 2026 | 2027 | 2028 | 2029
ATS_BLTS | Hybrid | 66 | MW | 244.04 | 278.7 | 285.2 | 288.8 | 287.6 | 293.8 | 298.9 | 301 | 304.4 | 302.8 | 306.5
ATS_BLTS | Hybrid | 66 | MVAr | 59.58 | 72.4 | 74 | 74.8 | 73.9 | 75.4 | 76.5 | 77 | 77.7 | 77.3 | 78.1
ATS_BLTS | Hybrid | 66 | MVA | 251.2077 | 287.9 | 294.6 | 298.3 | 296.9 | 303.3 | 308.5 | 310.7 | 314.1 | 312.5 | 316.3
ATS_WEST | Hybrid | 66 | MW | 215.92 | 218.7 | 232.5 | 240.8 | 240.4 | 249.4 | 257.7 | 263.3 | 271.7 | 280.7 | 288.8
ATS_WEST | Hybrid | 66 | MVAr | 66.44 | 67.3 | 71.5 | 74.1 | 74 | 76.7 | 79.3 | 81 | 83.6 | 86.4 | 88.9
ATS_WEST | Hybrid | 66 | MVA | 225.9109 | 228.8 | 243.2 | 252 | 251.5 | 261 | 269.6 | 275.5 | 284.2 | 293.7 | 302.1
BATS | Entire | 66 | MW | 226.1 | 156.5 | 164.2 | 169.2 | 172.4 | 175.3 | 177.1 | 180.8 | 184.9 | 189 | 192.5
BATS | Entire | 66 | MVAr | 29.4 | 20.4 | 21.4 | 22 | 22.4 | 22.8 | 23.1 | 23.5 | 24.1 | 24.6 | 25.1
BATS | Entire | 66 | MVA | 228.0034 | 157.8 | 165.6 | 170.7 | 173.9 | 176.8 | 178.6 | 182.3 | 186.5 | 190.6 | 194.1
BETS | Entire | 22 | MW | 76.008 | 78.7 | 78.3 | 77.9 | 78.2 | 80.3 | 81.9 | 83.5 | 84.9 | 86.6 | 87.6
BETS | Entire | 22 | MVAr | 7.3728 | 7.6 | 7.6 | 7.6 | 7.6 | 7.8 | 7.9 | 8.1 | 8.2 | 8.4 | 8.5
BETS | Entire | 22 | MVA | 76.3647 | 79 | 78.7 | 78.3 | 78.6 | 80.7 | 82.2 | 83.9 | 85.3 | 87 | 88
BETS | Entire | 66 | MW | 172.2 | 176.2 | 184.2 | 189.1 | 192.6 | 192.6 | 195.2 | 196.8 | 199.7 | 203.2 | 204
BETS | Entire | 66 | MVAr | 26 | 26.6 | 27.8 | 28.6 | 29.1 | 29.1 | 29.5 | 29.7 | 30.2 | 30.7 | 30.8
BETS | Entire | 66 | MVA | 174.2 | 178.2 | 186.3 | 191.2 | 194.8 | 194.8 | 197.5 | 199.1 | 201.9 | 205.5 | 206.3
BLTS | Entire | 22 | MW | 60.43 | 57.8 | 58.4 | 58.5 | 59 | 60 | 60.8 | 61.1 | 61.6 | 62.2 | 63.1
BLTS | Entire | 22 | MVAr | 29.7082 | 29 | 29.2 | 29.3 | 29.5 | 30 | 30.4 | 30.6 | 30.8 | 31.1 | 31.6
BLTS | Entire | 22 | MVA | 67.3377 | 64.7 | 65.3 | 65.4 | 66 | 67.1 | 68 | 68.3 | 68.9 | 69.5 | 70.6
BLTS-SCI | Hybrid | 66 | MW | 49.7032 | 70 | 69.6 | 68 | 68 | 68 | 68 | 68.7 | 67.4 | 67.8 | 68.2024
BLTS-SCI | Hybrid | 66 | MVAr | 44.57 | 8.2 | 8.1 | 7.9 | 7.9 | 7.9 | 7.9 | 8 | 7.9 | 7.9 | 7.9
BLTS-SCI | Hybrid | 66 | MVA | 66.76 | 70.5 | 70 | 68.5 | 68.5 | 68.5 | 68.5 | 69.2 | 67.8 | 68.3 | 68.8037
BTS | Entire | 22 | MW | 101.96 | 106.1122 | 109.4902 | 112.4684 | 115.1179 | 117.4863 | 119.4972 | 121.2835 | 122.9264 | 124.4825 | 125.9138
BTS | Entire | 22 | MVAr | 34.93 | 30.568 | 31.4215 | 32.2817 | 33.0756 | 33.7804 | 34.2923 | 34.7773 | 35.2019 | 35.6279 | 36.0405
BTS | Entire | 22 | MVA | 107.7773 | 110.4274 | 113.9096 | 117.0096 | 119.7753 | 122.2463 | 124.3203 | 126.1711 | 127.8674 | 129.4807 | 130.9702
BTS | Entire | 66 | MW | 163.8 | 172.3 | 300.3 | 312.6 | 321.6 | 330.8 | 340.6 | 349.6 | 354.1 | 359.9 | 367.1
BTS | Entire | 66 | MVAr | 41 | 43.1 | 75.2 | 78.2 | 80.5 | 82.8 | 85.3 | 87.5 | 88.6 | 90.1 | 91.9
BTS | Entire | 66 | MVA | 168.8024 | 177.6 | 309.5 | 322.2 | 331.5 | 341 | 351.2 | 360.3 | 365 | 371 | 378.4
CBTS | Entire | 66 | MW | 446.6379 | 464.7319 | 468.82 | 475.1066 | 483.2937 | 490.295 | 497.1421 | 503.3474 | 509.7051 | 518.8314 | 530.9891
CBTS | Entire | 66 | MVAr | 89.8968 | 111.4743 | 112.4454 | 113.9461 | 115.9068 | 117.5805 | 119.219 | 120.7112 | 122.2356 | 124.424 | 127.3384
CBTS | Entire | 66 | MVA | 455.595 | 477.9145 | 482.1163 | 488.5795 | 496.9982 | 504.1968 | 511.2372 | 517.6194 | 524.1573 | 533.5423 | 546.0444
DPTS | Hybrid | 66 | MW | 199.6 | 221.4 | 238 | 245 | 262.4 | 272.4 | 281.2 | 292.7 | 304.4 | 313.8 | 324.2
DPTS | Hybrid | 66 | MVAr | 38.1 | 42.2 | 45.4 | 46.8 | 50.1 | 52 | 53.7 | 55.9 | 58.1 | 59.9 | 61.9
DPTS | Hybrid | 66 | MVA | 203.2 | 225.4 | 242.3 | 249.4 | 267.1 | 277.3 | 286.2 | 298 | 309.9 | 319.4 | 330.1
ERTS | Entire | 66 | MW | 447.6436 | 455.6508 | 455.3485 | 457.6402 | 463.4167 | 466.0115 | 469.7789 | 475.6512 | 479.9598 | 484.83 | 491.8714
ERTS | Entire | 66 | MVAr | 94.7295 | 85.2514 | 85.1003 | 85.5092 | 86.7125 | 87.2133 | 88.02 | 89.4428 | 90.4633 | 91.5322 | 92.9964
ERTS | Entire | 66 | MVA | 457.557 | 463.5574 | 463.2325 | 465.5603 | 471.4595 | 474.1022 | 477.9537 | 483.9877 | 488.4107 | 493.3947 | 500.5855
ERTS12 | Split Bus | 66 | MW | 216.6085 | 208.8991 | 208.9087 | 209.9082 | 212.1316 | 213.4239 | 214.8121 | 216.5881 | 217.8601 | 219.6529 | 222.4239
ERTS12 | Split Bus | 66 | MVAr | 51.9775 | 30.7769 | 30.7133 | 30.8281 | 31.1798 | 31.3684 | 31.5998 | 31.9769 | 32.2395 | 32.5657 | 33.0334
ERTS12 | Split Bus | 66 | MVA | 222.7575 | 211.1541 | 211.1543 | 212.1599 | 214.4109 | 215.7167 | 217.1239 | 218.9359 | 220.2326 | 222.0538 | 224.8635
ERTS34 | Split Bus | 66 | MW | 243.5025 | 253.5851 | 253.328 | 254.715 | 258.4359 | 259.8226 | 262.3062 | 266.5705 | 269.7162 | 272.8876 | 277.2721
ERTS34 | Split Bus | 66 | MVAr | 73.3889 | 66.0049 | 65.9287 | 66.3112 | 67.3681 | 67.7508 | 68.4616 | 69.74 | 70.6693 | 71.5687 | 72.7753
ERTS34 | Split Bus | 66 | MVA | 254.3214 | 262.0344 | 261.7665 | 263.2051 | 267.0722 | 268.5106 | 271.0932 | 275.5422 | 278.8206 | 282.1165 | 286.6637
FBTS | Entire | 66 | MW | 255.925 | 270.4846 | 284.0531 | 296.4995 | 309.0773 | 317.3464 | 334.0835 | 341.2054 | 348.2087 | 356.4877 | 364.6846
FBTS | Entire | 66 | MVAr | 61.6812 | 64.0837 | 67.2944 | 70.2409 | 73.2112 | 75.1606 | 79.1373 | 80.8224 | 82.4813 | 84.4422 | 86.3756
FBTS | Entire | 66 | MVA | 263.2531 | 277.9724 | 291.9156 | 304.706 | 317.6298 | 326.1255 | 343.3286 | 350.6471 | 357.8442 | 366.3523 | 374.7741
GNTS | Entire | 66 | MW | 107.6 | 99.2848 | 100.1788 | 101.1461 | 102.0977 | 102.987 | 103.6471 | 103.5473 | 103.8052 | 104.5981 | 106.0599
GNTS | Entire | 66 | MVAr | 38.64 | 15.2539 | 15.3912 | 15.5398 | 15.686 | 15.8226 | 15.9241 | 15.9087 | 15.9484 | 16.0702 | 16.2948
GNTS | Entire | 66 | MVA | 114.3276 | 100.4497 | 101.3542 | 102.3329 | 103.2957 | 104.1953 | 104.8632 | 104.7623 | 105.0232 | 105.8254 | 107.3044
GTS | Entire | 66 | MW | 429.03 | 456.3 | 481.8 | 496.1 | 503 | 504.8 | 505.7 | 516.5 | 531.4 | 545.7 | 549
GTS | Entire | 66 | MVAr | 86.6497 | 92.2 | 97.3 | 100.2 | 101.6 | 102 | 102.1 | 104.3 | 107.3 | 110.2 | 110.9
GTS | Entire | 66 | MVA | 437.6927 | 465.5 | 491.5 | 506.1 | 513.1 | 515 | 515.9 | 526.9 | 542.2 | 556.7 | 560.1
HOTS | Entire | 66 | MW | 78.76 | 69.9 | 71.4 | 70.1 | 70.4 | 70.7 | 70.8 | 72.3 | 72.2 | 69.9 | 70.5
HOTS | Entire | 66 | MVAr | 0.29 | 0.3 | 0.3 | 0.3 | 0.3 | 0.3 | 0.3 | 0.3 | 0.3 | 0.3 | 0.3
HOTS | Entire | 66 | MVA | 78.7605 | 69.9 | 71.4 | 70.1 | 70.4 | 70.7 | 70.8 | 72.3 | 72.2 | 69.9 | 70.5
HTS | Entire | 66 | MW | 358.0606 | 349.9428 | 351.7409 | 354.8767 | 360.6303 | 363.4996 | 368.6615 | 376.5403 | 381.6349 | 384.1936 | 388.2616
HTS | Entire | 66 | MVAr | 90.4645 | 87.6687 | 88.1192 | 88.9048 | 90.3462 | 91.065 | 92.3582 | 94.332 | 95.6083 | 96.2493 | 97.2684
HTS | Entire | 66 | MVA | 369.3118 | 360.7572 | 362.6109 | 365.8436 | 371.775 | 374.733 | 380.0544 | 388.1766 | 393.4287 | 396.0664 | 400.2602
HYTS | Entire | 22 | MW | 1.6312 | 1.6 | 1.6 | 1.5 | 1.6 | 1.5 | 1.6 | 1.5 | 1.5 | 1.5 | 1.5
HYTS | Entire | 22 | MVAr | 0.50398 | 0.5 | 0.5 | 0.5 | 0.5 | 0.5 | 0.5 | 0.5 | 0.5 | 0.5 | 0.5
HYTS | Entire | 22 | MVA | 1.71 | 1.6 | 1.6 | 1.6 | 1.6 | 1.6 | 1.6 | 1.6 | 1.6 | 1.6 | 1.5
KGTS | Entire | 22 | MW | 15.14 | 13.9 | 14 | 13.7 | 13.5 | 13.3 | 13.4 | 13.2 | 13.2 | 12.9 | 12.8
KGTS | Entire | 22 | MVAr | 1.77 | 1.625 | 1.6367 | 1.6017 | 1.5783 | 1.5549 | 1.5666 | 1.5432 | 1.5432 | 1.5081 | 1.4964
KGTS | Entire | 22 | MVA | 15.2431 | 13.9947 | 14.0953 | 13.7933 | 13.5919 | 13.3906 | 13.4913 | 13.2899 | 13.2899 | 12.9879 | 12.8872
KGTS | Entire | 66 | MW | 51.12 | 52.6 | 52.3 | 51.9 | 51.5 | 51.2 | 51.8 | 51.6 | 52.1 | 51.9 | 51.4
KGTS | Entire | 66 | MVAr | -34.94 | -35.9516 | -35.7465 | -35.4731 | -35.1997 | -34.9947 | -35.4048 | -35.2681 | -35.6098 | -35.4731 | -35.1314
KGTS | Entire | 66 | MVA | 61.9198 | 63.7124 | 63.3491 | 62.8646 | 62.3801 | 62.0167 | 62.7434 | 62.5012 | 63.1068 | 62.8646 | 62.2589
KTS | Entire | 66 | MW | 507.0466 | 503.5034 | 512.5798 | 517.0177 | 522.0869 | 525.5983 | 532.2007 | 537.5667 | 541.6187 | 546.936 | 555.1971
KTS | Entire | 66 | MVAr | 166.1751 | 161.4905 | 164.5492 | 165.9337 | 167.8121 | 168.8982 | 171.2445 | 172.899 | 174.1201 | 175.704 | 178.4496
KTS | Entire | 66 | MVA | 533.5827 | 528.7673 | 538.3442 | 542.9929 | 548.3937 | 552.069 | 559.0727 | 564.6876 | 568.9188 | 574.4657 | 583.1707
KTS_East | Split Bus | 66 | MW | 294.2939 | 284.8939 | 288.6312 | 290.2238 | 293.2978 | 293.8153 | 296.8048 | 298.2838 | 298.6806 | 299.5339 | 302.6356
KTS_East | Split Bus | 66 | MVAr | 100.7938 | 92.9385 | 94.38 | 94.8791 | 96.1247 | 96.2796 | 97.5017 | 97.9391 | 98.0249 | 98.2221 | 99.3663
KTS_East | Split Bus | 66 | MVA | 311.076 | 299.67 | 303.6701 | 305.339 | 308.6479 | 309.188 | 312.4094 | 313.9511 | 314.3548 | 315.2271 | 318.5309
KTS_West | Split Bus | 66 | MW | 212.7527 | 219.3024 | 224.6462 | 227.4967 | 229.496 | 232.4931 | 236.1104 | 240.004 | 243.663 | 248.1328 | 253.2993
KTS_West | Split Bus | 66 | MVAr | 65.3813 | 68.7601 | 70.3787 | 71.2657 | 71.8997 | 72.8319 | 73.9576 | 75.1767 | 76.3133 | 77.7018 | 79.3054
KTS_West | Split Bus | 66 | MVA | 222.5723 | 229.8292 | 235.4126 | 238.3979 | 240.4953 | 243.634 | 247.4224 | 251.5024 | 255.3338 | 260.0143 | 265.424
LY* | Entire | 66 | MW | 28.04 | 26.9727 | 26.9727 | 26.9727 | 26.9727 | 26.9727 | 26.9727 | 26.9727 | 26.9727 | 26.9727 | 26.9727
LY* | Entire | 66 | MVAr | 14.92 | 8.1837 | 8.1837 | 8.1837 | 8.1837 | 8.1837 | 8.1837 | 8.1837 | 8.1837 | 8.1837 | 8.1837
LY* | Entire | 66 | MVA | 31.7624 | 28.1869 | 28.1869 | 28.1869 | 28.1869 | 28.1869 | 28.1869 | 28.1869 | 28.1869 | 28.1869 | 28.1869
MBTS | Entire | 66 | MW | 38.08 | 33.1006 | 32.9007 | 32.7398 | 32.5739 | 32.3795 | 32.1022 | 31.5948 | 31.2013 | 30.9689 | 30.9318
MBTS | Entire | 66 | MVAr | -4.32 | -2.5738 | -2.5582 | -2.5457 | -2.5328 | -2.5177 | -2.4961 | -2.4567 | -2.4261 | -2.408 | -2.4051
MBTS | Entire | 66 | MVA | 38.3243 | 33.2005 | 33 | 32.8386 | 32.6722 | 32.4773 | 32.1991 | 31.6901 | 31.2955 | 31.0624 | 31.0252
MTS | Entire | 22 | MW | 36.8759 | 38.6051 | 38.4699 | 38.5581 | 39.0332 | 39.2599 | 39.3501 | 39.8081 | 40.0429 | 40.4782 | 41.0978
MTS | Entire | 22 | MVAr | 6.203 | 6.8973 | 6.8731 | 6.8889 | 6.9738 | 7.0143 | 7.0304 | 7.1122 | 7.1542 | 7.232 | 7.3427
MTS | Entire | 22 | MVA | 37.394 | 39.2164 | 39.079 | 39.1686 | 39.6513 | 39.8815 | 39.9732 | 40.4385 | 40.6769 | 41.1192 | 41.7486
MTS | Entire | 66 | MW | 192.2978 | 172.5899 | 174.4956 | 176.6206 | 179.4657 | 180.544 | 183.0069 | 186.771 | 189.6308 | 191.4168 | 194.0371
MTS | Entire | 66 | MVAr | 33.0617 | 33.4583 | 33.8277 | 34.2397 | 34.7912 | 35.0002 | 35.4777 | 36.2074 | 36.7618 | 37.108 | 37.616
MTS | Entire | 66 | MVA | 195.1192 | 175.8031 | 177.7443 | 179.9089 | 182.8069 | 183.9053 | 186.414 | 190.2482 | 193.1613 | 194.9805 | 197.6496
MTS6622 | Entire | 66 | MW | 228.7163 | 210.1739 | 211.9595 | 214.1808 | 217.4935 | 218.7962 | 221.3521 | 225.567 | 228.6614 | 230.8717 | 234.0958
MTS6622 | Entire | 66 | MVAr | 39.0929 | 40.3521 | 40.695 | 41.1214 | 41.7575 | 42.0076 | 42.4983 | 43.3075 | 43.9016 | 44.326 | 44.945
MTS6622 | Entire | 66 | MVA | 219.586 | 214.0125 | 215.8307 | 218.0926 | 221.4658 | 222.7923 | 225.3949 | 229.6867 | 232.8377 | 235.0884 | 238.3714
MWTS | Entire | 66 | MW | 439 | 398.9819 | 397.2313 | 396.3837 | 395.5511 | 394.6514 | 392.8891 | 388.2944 | 385.0862 | 383.84 | 384.9514
MWTS | Entire | 66 | MVAr | 67.08 | 41.4112 | 41.2295 | 41.1415 | 41.0551 | 40.9617 | 40.7788 | 40.3019 | 39.9689 | 39.8396 | 39.9549
MWTS | Entire | 66 | MVA | 444.0954 | 453.1202 | 451.3602 | 450.508 | 449.2193 | 447.7311 | 448.5111 | 442.3476 | 439.4466 | 435.9144 | 436.1726
RCTS | Entire | 22 | MW | 41 | 39.1 | 41.2 | 41.4 | 41.6 | 42 | 42.8 | 42.3 | 43.2 | 42.7 | 43.6
RCTS | Entire | 22 | MVAr | 16 | 15.2 | 16 | 16.1 | 16.2 | 16.3 | 16.7 | 16.4 | 16.8 | 16.6 | 16.9
RCTS | Entire | 22 | MVA | 44 | 41.9 | 44.2 | 44.4 | 44.7 | 45.1 | 46 | 45.4 | 46.4 | 45.8 | 46.8
RCTS | Entire | 66 | MW | 128 | 153.8 | 153.8 | 152 | 153.2 | 152.7 | 155.1 | 156.5 | 158.2 | 159.1 | 158.4
RCTS | Entire | 66 | MVAr | 35.9 | 43.1 | 43.1 | 42.6 | 42.9 | 42.8 | 43.4 | 43.8 | 44.3 | 44.6 | 44.4
RCTS | Entire | 66 | MVA | 133 | 159.8 | 159.7 | 157.8 | 159.1 | 158.6 | 161.1 | 162.5 | 164.3 | 165.3 | 164.5
RTS | Entire | 22 | MW | 43.6 | 64.9 | 67.4 | 68.5 | 69.8 | 69.9 | 51.4 | 52.4 | 52.4 | 52.6 | 53.2
RTS | Entire | 22 | MVAr | 9.8 | 14.6 | 15.2 | 15.4 | 15.7 | 15.7 | 11.6 | 11.8 | 11.8 | 11.8 | 12
RTS | Entire | 22 | MVA | 44.7117 | 66.5 | 69.1 | 70.2 | 71.6 | 71.6 | 52.6 | 53.7 | 53.7 | 53.9 | 54.6
RTS | Entire | 66 | MW | 563.2 | 543.2 | 446.2 | 455.8 | 463 | 468.4 | 476 | 484.2 | 486.7 | 491.4 | 497.6
RTS | Entire | 66 | MVAr | 128.17 | 56.4 | 47.4 | 48.4 | 49.2 | 49.8 | 50.5 | 51.4 | 51.7 | 52.3 | 53
RTS | Entire | 66 | MVA | 577.6 | 546.1 | 448.7 | 458.4 | 465.6 | 471 | 478.7 | 486.9 | 489.4 | 494.2 | 500.4
RTS12 | Split Bus | 66 | MW | 296.9738 | 277.3013 | 290.9291 | 297.9676 | 302.3172 | 305.4118 | 311.0146 | 316.6856 | 317.7307 | 320.0285 | 322.8316
RTS12 | Split Bus | 66 | MVAr | 21.6884 | 20.2516 | 22.7257 | 23.4625 | 23.8137 | 23.9441 | 24.4051 | 24.666 | 24.5765 | 25.0692 | 25.3919
RTS12 | Split Bus | 66 | MVA | 297.7647 | 278.0398 | 291.8154 | 298.8899 | 303.2537 | 306.349 | 311.9707 | 317.6447 | 318.6798 | 321.0089 | 323.8286
RTS34 | Split Bus | 66 | MW | 207.25 | 212.7148 | 101.496 | 103.0134 | 104.6185 | 106.1145 | 107.4815 | 108.8627 | 109.3878 | 110.9962 | 113.2537
RTS34 | Split Bus | 66 | MVAr | 26.59 | 27.2911 | 13.0219 | 13.2165 | 13.4225 | 13.6144 | 13.7898 | 13.967 | 14.0344 | 14.2407 | 14.5304
RTS34 | Split Bus | 66 | MVA | 208.9488 | 214.4584 | 102.3279 | 103.8578 | 105.476 | 106.9843 | 108.3625 | 109.755 | 110.2844 | 111.906 | 114.182
RWTS | Entire | 66 | MW | 459.072 | 427.9059 | 426.7162 | 427.684 | 430.5828 | 431.9095 | 433.7322 | 433.9729 | 434.5745 | 436.0509 | 439.7964
RWTS | Entire | 66 | MVAr | 88.5001 | 73.2375 | 73.012 | 73.1316 | 73.5496 | 73.7558 | 74.0288 | 73.9862 | 74.0411 | 74.287 | 74.9269
RWTS | Entire | 66 | MVA | 467.5247 | 434.1281 | 432.9174 | 433.8915 | 436.8193 | 438.1617 | 440.0044 | 440.2345 | 440.8368 | 442.3335 | 446.1333
RWTS13 | Split Bus | 66 | MW | 277.592 | 261.2625 | 262.3965 | 264.9395 | 268.9036 | 271.104 | 273.6244 | 275.6715 | 277.5087 | 279.4066 | 282.678
RWTS13 | Split Bus | 66 | MVAr | 61.0601 | 43.6489 | 43.836 | 44.2353 | 44.8424 | 45.2038 | 45.6007 | 45.8788 | 46.1531 | 46.4739 | 47.0296
RWTS13 | Split Bus | 66 | MVA | 284.2282 | 264.8836 | 266.033 | 268.607 | 272.617 | 274.8468 | 277.3982 | 279.4632 | 281.3204 | 283.2452 | 286.5635
RWTS22 | Entire | 22 | MW | 84.9026 | 84.9834 | 84.6366 | 84.6048 | 85.3477 | 85.8 | 86.5022 | 87.1378 | 87.7726 | 88.3774 | 89.3935
RWTS22 | Entire | 22 | MVAr | 13.2987 | 18.9758 | 18.902 | 18.8962 | 19.0551 | 19.1557 | 19.3085 | 19.4404 | 19.5769 | 19.7129 | 19.9408
RWTS22 | Entire | 22 | MVA | 85.9379 | 87.0761 | 86.7217 | 86.6893 | 87.449 | 87.9124 | 88.631 | 89.28 | 89.9294 | 90.5492 | 91.5905
RWTS24 | Split Bus | 66 | MW | 191.88 | 166.6434 | 164.3197 | 162.7445 | 161.6792 | 160.8055 | 160.1077 | 158.3013 | 157.0658 | 156.6443 | 157.1184
RWTS24 | Split Bus | 66 | MVAr | 37.04 | 29.5886 | 29.176 | 28.8963 | 28.7071 | 28.552 | 28.4281 | 28.1074 | 27.888 | 27.8132 | 27.8973
RWTS24 | Split Bus | 66 | MVA | 195.4224 | 169.2499 | 166.8898 | 165.29 | 164.208 | 163.3206 | 162.612 | 160.7773 | 159.5225 | 159.0943 | 159.5758
SHTS | Entire | 66 | MW | 284.1 | 279.8 | 294.6 | 295.7 | 296.4 | 298.9 | 303.5 | 306.9 | 310.8 | 310.2 | 309.8
SHTS | Entire | 66 | MVAr | 57.2 | 56.4 | 59.3 | 59.6 | 59.7 | 60.2 | 61.1 | 61.8 | 62.6 | 62.5 | 62.4
SHTS | Entire | 66 | MVA | 289.8 | 285.4 | 300.6 | 301.6 | 302.3 | 304.9 | 309.6 | 313.1 | 317 | 316.4 | 316
SMTS | Entire | 66 | MW | 290.7162 | 301.5696 | 306.7348 | 311.2459 | 315.1944 | 318.5397 | 321.4427 | 322.6299 | 324.5069 | 327.9214 | 333.1702
SMTS | Entire | 66 | MVAr | 36.4103 | 34.0955 | 34.7484 | 35.3038 | 35.7776 | 36.1713 | 36.5241 | 36.7038 | 36.9477 | 37.3618 | 37.9757
SMTS | Entire | 66 | MVA | 292.9875 | 303.4909 | 308.6968 | 313.2417 | 317.2185 | 320.5868 | 323.5111 | 324.711 | 326.6036 | 330.0429 | 335.3275
SVTS | Entire | 66 | MW | 426.4586 | 413.5963 | 417.5003 | 422.8294 | 431.5754 | 435.7276 | 442.6465 | 451.0011 | 456.3699 | 458.5435 | 462.4242
SVTS | Entire | 66 | MVAr | 89.6518 | 68.177 | 68.7828 | 69.6376 | 71.1112 | 71.902 | 72.9039 | 74.3418 | 75.2689 | 75.6596 | 76.3267
SVTS | Entire | 66 | MVA | 435.7802 | 419.1778 | 423.1283 | 428.5255 | 437.3948 | 441.6203 | 448.61 | 457.0872 | 462.5353 | 464.7435 | 468.6811
SVTS12 | Split Bus | 66 | MW | 233.1243 | 217.3427 | 218.3003 | 220.1196 | 224.1486 | 225.6258 | 228.6299 | 233.2224 | 236.1901 | 237.1695 | 239.0181
SVTS12 | Split Bus | 66 | MVAr | 50.8292 | 38.6304 | 38.8006 | 39.124 | 39.8401 | 40.1026 | 40.6366 | 41.4528 | 41.9803 | 42.1544 | 42.483
SVTS12 | Split Bus | 66 | MVA | 238.6013 | 220.7491 | 221.7216 | 223.5695 | 227.6616 | 229.162 | 232.2132 | 236.8777 | 239.8919 | 240.8866 | 242.7642
SVTS34 | Split Bus | 66 | MW | 193.3343 | 204.822 | 207.8513 | 211.4727 | 216.3693 | 219.1245 | 223.1901 | 227.122 | 229.632 | 230.8696 | 232.9806
SVTS34 | Split Bus | 66 | MVAr | 38.8226 | 28.3319 | 28.737 | 29.2344 | 29.9497 | 30.4363 | 30.8882 | 31.4818 | 31.8634 | 32.0658 | 32.3852
SVTS34 | Split Bus | 66 | MVA | 197.1937 | 206.7722 | 209.8285 | 213.4839 | 218.4323 | 221.2282 | 225.3173 | 229.2935 | 231.8322 | 233.0858 | 235.2207
TBTS | Entire | 66 | MW | 271.0205 | 292.7034 | 291.8958 | 292.8288 | 298.1131 | 300.7728 | 307.9521 | 315.1072 | 321.8266 | 325.2815 | 328.9747
TBTS | Entire | 66 | MVAr | 60.9907 | 75.9967 | 75.7871 | 76.0293 | 77.4013 | 78.0919 | 79.9559 | 81.8136 | 83.5582 | 84.4552 | 85.4141
TBTS | Entire | 66 | MVA | 277.7984 | 302.4083 | 301.574 | 302.5378 | 307.9974 | 310.7452 | 318.1626 | 325.5549 | 332.4972 | 336.0665 | 339.8822
TGTS | Entire | 66 | MW | 170.63 | 166.4 | 165.3 | 166.2 | 167.1 | 165.4 | 170.2 | 163.5 | 163.4 | 167.7 | 165.9
TGTS | Entire | 66 | MVAr | 29.3 | 28.6 | 28.4 | 28.5 | 28.7 | 28.4 | 29.2 | 28.1 | 28.1 | 28.8 | 28.5
TGTS | Entire | 66 | MVA | 173.1274 | 168.9 | 167.8 | 168.7 | 169.6 | 167.8 | 172.7 | 165.9 | 165.8 | 170.2 | 168.3
TSTS | Entire | 66 | MW | 337.2363 | 336.7003 | 339.8841 | 344.2262 | 348.8978 | 352.5487 | 356.1878 | 359.18 | 360.7448 | 362.5091 | 365.9917
TSTS | Entire | 66 | MVAr | 86.214 | 85.3076 | 86.1833 | 87.358 | 88.4893 | 89.3859 | 90.289 | 90.9896 | 91.3315 | 91.743 | 92.5792
TSTS | Entire | 66 | MVA | 348.0821 | 347.3392 | 350.6405 | 355.1382 | 359.9445 | 363.7037 | 367.4532 | 370.5258 | 372.1266 | 373.938 | 377.5193
TTS | Entire | 66 | MW | 502.5456 | 462.8232 | 462.6381 | 464.4261 | 464.6063 | 464.4764 | 465.6044 | 467.2175 | 467.763 | 469.7748 | 472.9578
TTS | Entire | 66 | MVAr | 131.2407 | 144.8819 | 144.0353 | 144.6892 | 144.8201 | 144.8318 | 145.2274 | 145.8097 | 146.0328 | 146.7046 | 147.7283
TTS | Entire | 66 | MVA | 522.7363 | 484.9702 | 484.5412 | 486.4428 | 486.6538 | 486.5332 | 487.7278 | 489.4412 | 490.0284 | 492.149 | 495.4924
TTS12 | Split Bus | 66 | MW | 251.9458 | 233.6567 | 249.7596 | 248.8593 | 247.4331 | 246.3283 | 246.1593 | 245.7179 | 245.1093 | 245.4151 | 246.5355
TTS12 | Split Bus | 66 | MVAr | 37.8901 | 66.3358 | 71.0182 | 70.7639 | 70.3531 | 70.0373 | 69.9961 | 69.8894 | 69.7268 | 69.8216 | 70.1434
TTS12 | Split Bus | 66 | MVA | 255.3142 | 242.8907 | 259.6603 | 258.7247 | 257.2406 | 256.0915 | 255.9177 | 255.464 | 254.8341 | 255.1541 | 256.3198
TTS34 | Split Bus | 66 | MW | 250.5998 | 243.0979 | 226.7241 | 229.357 | 230.906 | 231.8295 | 233.0795 | 235.0226 | 236.0936 | 237.7808 | 239.8886
TTS34 | Split Bus | 66 | MVAr | 93.3506 | 82.4364 | 76.884 | 77.7768 | 78.302 | 78.6152 | 79.0391 | 79.698 | 80.0612 | 80.6334 | 81.3481
TTS34 | Split Bus | 66 | MVA | 267.4221 | 256.6951 | 239.4055 | 242.1856 | 243.8212 | 244.7964 | 246.1164 | 248.1681 | 249.299 | 251.0806 | 253.3063
WETS | Entire | 66 | MW | 55 | 51.1 | 51.2 | 50.5 | 49.6 | 49.8 | 49.5 | 49 | 48.8 | 47.9 | 47.8
WETS | Entire | 66 | MVAr | -4.8 | -4.5 | -4.5 | -4.4 | -4.4 | -4.4 | -4.3 | -4.3 | -4.3 | -4.2 | -4.2
WETS | Entire | 66 | MVA | 55.2 | 51.3 | 51.4 | 50.7 | 49.8 | 50 | 49.7 | 49.2 | 49 | 48.1 | 48
WMTS | Entire | 22 | MW | 56.06 | 74.9 | 29.2 | 21.8 | 22.3 | 22.7 | 3.3 | 0 | 0 | 0 | 0
WMTS | Entire | 22 | MVAr | 13 | 17.1 | 6.7 | 5 | 5.1 | 5.2 | 0.7 | 0 | 0 | 0 | 0
WMTS | Entire | 22 | MVA | 57.5476 | 76.8 | 29.9 | 22.4 | 22.8 | 23.3 | 3.4 | 0 | 0 | 0 | 0
WMTS | Entire | 66 | MW | 301.5682 | 313.8 | 361.5 | 377.6 | 384.8 | 397.7 | 413.5 | 419.9 | 420.6 | 425.1 | 427.2
WMTS | Entire | 66 | MVAr | 60.5493 | 59.1 | 66.9 | 69 | 68.3 | 69 | 70.8 | 71.6 | 71.8 | 72.6 | 73.1
WMTS | Entire | 66 | MVA | 307.5867 | 319.3 | 367.6 | 383.8 | 390.8 | 403.6 | 419.6 | 426 | 426.7 | 431.2 | 433.4
WOTS | Entire | 66 | MW | 56.52 | 50.6045 | 50.5847 | 50.9466 | 51.4706 | 51.912 | 52.2203 | 52.1511 | 52.2617 | 52.638 | 53.3541
WOTS | Entire | 66 | MVAr | 12.12 | 8.2265 | 8.2232 | 8.2821 | 8.3673 | 8.439 | 8.4891 | 8.4779 | 8.4959 | 8.557 | 8.6734
WOTS | Entire | 66 | MVA | 57.8049 | 51.2688 | 51.2488 | 51.6154 | 52.1463 | 52.5935 | 52.9058 | 52.8357 | 52.9477 | 53.329 | 54.0545
WOTS22 | Entire | 22 | MW | 34.36 | 32.7087 | 32.9578 | 33.2577 | 33.5846 | 33.8835 | 34.1004 | 34.0685 | 34.154 | 34.4152 | 34.898
WOTS22 | Entire | 22 | MVAr | -0.56 | 7.2642 | 7.3195 | 7.3861 | 7.4587 | 7.5251 | 7.5733 | 7.5662 | 7.5851 | 7.6432 | 7.7504
WOTS22 | Entire | 22 | MVA | 34.3646 | 33.5057 | 33.7608 | 34.0681 | 34.4029 | 34.7091 | 34.9313 | 34.8986 | 34.9861 | 35.2537 | 35.7482
YPS | Entire | 11 | MW | 3.56 | 0.47269 | 0.47541 | 0.46704 | 0.45129 | 0.44641 | 0.44396 | 0.44155 | 0.43916 | 0.4368 | 0.43445
YPS | Entire | 11 | MVAr | 2.2 | -0.56925 | -0.57252 | -0.56245 | -0.54348 | -0.5376 | -0.53464 | -0.53174 | -0.52887 | -0.52602 | -0.5232
YPS | Entire | 11 | MVA | 4.1849 | 0.73992 | 0.74417 | 0.73108 | 0.70642 | 0.69879 | 0.69494 | 0.69117 | 0.68743 | 0.68374 | 0.68007
Note 1: Note that this is the observed actual and have not been weather normalised.

## TsWinter10
2019 Terminal Station Demand Forecast - MW, MVAr & MVA Forecasts aggregated by Terminal Station
Forecasts at time of Station peak - station diversity factors are applied.
Winter, 10% POE
LOCATIONID | LocationType | VOLTAGE | UNIT | 2018 (Actual Note 1) | 2019 | 2020 | 2021 | 2022 | 2023 | 2024 | 2025 | 2026 | 2027 | 2028 | 2029
ATS_BLTS | Hybrid | 66 | MW | 239.62 | 278.4 | 295.6 | 295.7 | 302.1 | 300.8 | 305.4 | 310.4 | 310.5 | 312.9 | 314.3 | 315.8
ATS_BLTS | Hybrid | 66 | MVAr | 55.97 | 62 | 66.8 | 66.8 | 68.1 | 67.2 | 68.1 | 69.1 | 69.1 | 69.6 | 69.8 | 70.1
ATS_BLTS | Hybrid | 66 | MVA | 246.0699 | 285.2 | 303 | 303.1 | 309.7 | 308.2 | 312.9 | 318 | 318.1 | 320.5 | 321.9 | 323.5
ATS_WEST | Hybrid | 66 | MW | 145.28 | 174.4 | 184.5 | 192.6 | 193.9 | 195.7 | 204.4 | 213.3 | 215.2 | 226.5 | 229 | 234.8
ATS_WEST | Hybrid | 66 | MVAr | 29.6 | 35.5 | 37.6 | 39.2 | 39.5 | 39.9 | 41.7 | 43.5 | 43.9 | 46.2 | 46.7 | 47.8
ATS_WEST | Hybrid | 66 | MVA | 148.2648 | 178 | 188.3 | 196.5 | 197.9 | 199.7 | 208.6 | 217.7 | 219.6 | 231.2 | 233.7 | 239.6
BATS | Entire | 66 | MW | 174 | 186.8014 | 191.3 | 195.8 | 199.4 | 201.9 | 206.9 | 210.1 | 214.7 | 217.1 | 220.2 | 225.1335
BATS | Entire | 66 | MVAr | 21.5 | 23 | 23.6 | 24.2 | 24.6 | 24.9 | 25.5 | 25.9 | 26.5 | 26.8 | 27.2 | 27.8
BATS | Entire | 66 | MVA | 175.3233 | 188.2 | 192.7 | 197.3 | 200.9 | 203.4 | 208.4 | 211.7 | 216.3 | 218.8 | 221.9 | 226.8
BETS | Entire | 22 | MW | 51.8018 | 58.8 | 62.5 | 59.8 | 61 | 61.9 | 63.1 | 64.5 | 65.1 | 66.7 | 67.7 | 69
BETS | Entire | 22 | MVAr | 0.31081 | 0.4 | 0.4 | 0.4 | 0.4 | 0.4 | 0.4 | 0.4 | 0.4 | 0.4 | 0.4 | 0.4
BETS | Entire | 22 | MVA | 51.8027 | 58.8 | 62.5 | 59.8 | 61 | 61.9 | 63.1 | 64.5 | 65.1 | 66.7 | 67.7 | 69
BETS | Entire | 66 | MW | 128.9 | 141.2 | 147.7 | 148.4 | 150.6 | 153.4 | 155.1 | 157.3 | 158.4 | 159.7 | 162.5 | 163.1
BETS | Entire | 66 | MVAr | -0.3 | -0.3 | -0.3 | -0.3 | -0.3 | -0.3 | -0.3 | -0.3 | -0.3 | -0.3 | -0.3 | -0.3
BETS | Entire | 66 | MVA | 128.9 | 141.2 | 147.7 | 148.4 | 150.6 | 153.4 | 155.1 | 157.3 | 158.4 | 159.7 | 162.5 | 163.1
BLTS | Entire | 22 | MW | 59.39 | 60.7 | 61.1 | 61.9 | 62 | 62.9 | 64 | 64.8 | 64.9 | 65.9 | 66.5 | 67.2
BLTS | Entire | 22 | MVAr | 26.3999 | 27.3 | 27.5 | 27.8 | 27.9 | 28.3 | 28.7 | 29.1 | 29.2 | 29.6 | 29.9 | 30.2
BLTS | Entire | 22 | MVA | 64.9933 | 66.6 | 67 | 67.9 | 68 | 69 | 70.1 | 71 | 71.2 | 72.2 | 72.9 | 73.7
BLTS-SCI | Hybrid | 66 | MW | 48.2563 | 82.1 | 83.6 | 82.9 | 81.2 | 81.3 | 83.1 | 81.8 | 80.6 | 80.2 | 80.8 | 81.4045
BLTS-SCI | Hybrid | 66 | MVAr | 53.26 | 10.3 | 10.5 | 10.4 | 10.2 | 10.2 | 10.5 | 10.3 | 10.1 | 10.1 | 10.2 | 10.301
BLTS-SCI | Hybrid | 66 | MVA | 71.87 | 82.7 | 84.2 | 83.5 | 81.9 | 81.9 | 83.8 | 82.5 | 81.3 | 80.9 | 81.5 | 82.1044
BTS | Entire | 22 | MW | 82.723 | 104.4732 | 105.5685 | 108.2928 | 110.9591 | 113.3298 | 116.5588 | 117.7425 | 119.0254 | 120.2162 | 121.5357 | 123.4264
BTS | Entire | 22 | MVAr | 17.5458 | 23.1821 | 23.4173 | 23.9918 | 24.5907 | 25.1489 | 25.84 | 26.0782 | 26.3408 | 26.5798 | 26.8382 | 27.2091
BTS | Entire | 22 | MVA | 84.5963 | 107.0143 | 108.1346 | 110.9186 | 113.6514 | 116.0867 | 119.3887 | 120.5959 | 121.9052 | 123.1196 | 124.4637 | 126.3899
BTS | Entire | 66 | MW | 120.4 | 139.5 | 149.2 | 244.4 | 252.1 | 259.2 | 266.8 | 272.5 | 278.1 | 284.1 | 289.7 | 295.1
BTS | Entire | 66 | MVAr | 16.4 | 19 | 20.3 | 33.3 | 34.4 | 35.3 | 36.4 | 37.1 | 37.9 | 38.7 | 39.5 | 40.2
BTS | Entire | 66 | MVA | 121.5442 | 140.8 | 150.5 | 246.6 | 254.4 | 261.6 | 269.3 | 275 | 280.7 | 286.8 | 292.4 | 297.9
CBTS | Entire | 66 | MW | 323.962 | 357.1085 | 365.0008 | 371.6702 | 377.5187 | 384.2358 | 392.7732 | 401.4362 | 409.7137 | 417.4603 | 426.7777 | 435.3035
CBTS | Entire | 66 | MVAr | 42.6099 | 62.8646 | 64.3014 | 65.5268 | 66.6127 | 67.8195 | 69.3295 | 70.8738 | 72.3452 | 73.7095 | 75.41 | 76.9395
CBTS | Entire | 66 | MVA | 326.7522 | 362.5996 | 370.6215 | 377.4023 | 383.3505 | 390.1752 | 398.8451 | 407.6446 | 416.0518 | 423.9177 | 433.3889 | 442.0508
DPTS | Hybrid | 66 | MW | 151.6 | 128.1 | 139.4 | 145.4 | 155.4 | 160.9 | 165.8 | 170.5 | 175.3 | 182.4 | 188.9 | 196.2
DPTS | Hybrid | 66 | MVAr | 31 | 26.2 | 28.5 | 29.7 | 31.7 | 32.9 | 33.9 | 34.8 | 35.8 | 37.3 | 38.6 | 40.1
DPTS | Hybrid | 66 | MVA | 154.8 | 130.8 | 142.3 | 148.4 | 158.6 | 164.2 | 169.3 | 174.1 | 178.9 | 186.2 | 192.8 | 200.2
ERTS | Entire | 66 | MW | 367.5246 | 385.6905 | 389.132 | 391.1298 | 391.9422 | 394.2892 | 398.828 | 403.3444 | 407.6649 | 411.7001 | 416.2644 | 420.4334
ERTS | Entire | 66 | MVAr | 82.1872 | 80.4613 | 81.223 | 81.6716 | 81.8632 | 82.3887 | 83.3923 | 84.3885 | 85.3463 | 86.2495 | 87.2402 | 88.1642
ERTS | Entire | 66 | MVA | 376.602 | 393.9939 | 397.5185 | 399.5657 | 400.4001 | 402.805 | 407.4531 | 412.0778 | 416.5029 | 420.6375 | 425.308 | 429.5779
ERTS12 | Split Bus | 66 | MW | 150.6628 | 159.1914 | 160.2651 | 160.9324 | 161.2268 | 161.9234 | 163.3249 | 164.7408 | 166.0548 | 167.2089 | 168.7738 | 170.0782
ERTS12 | Split Bus | 66 | MVAr | 20.3922 | 26.1536 | 26.3201 | 26.4236 | 26.4685 | 26.575 | 26.7922 | 27.0124 | 27.2153 | 27.3908 | 27.6391 | 27.8413
ERTS12 | Split Bus | 66 | MVA | 152.0366 | 161.3255 | 162.412 | 163.0872 | 163.385 | 164.0897 | 165.5078 | 166.9407 | 168.2702 | 169.4375 | 171.022 | 172.3419
ERTS34 | Split Bus | 66 | MW | 226.5804 | 240.4035 | 242.8106 | 244.1655 | 244.6898 | 246.3571 | 249.5445 | 252.7001 | 255.7496 | 258.6533 | 261.7404 | 264.6521
ERTS34 | Split Bus | 66 | MVAr | 60.5165 | 55.7795 | 56.3695 | 56.7115 | 56.8556 | 57.269 | 58.0486 | 58.8188 | 59.5661 | 60.2831 | 61.0266 | 61.742
ERTS34 | Split Bus | 66 | MVA | 234.5227 | 246.7898 | 249.268 | 250.6651 | 251.2084 | 252.926 | 256.2072 | 259.4552 | 262.5947 | 265.5854 | 268.7607 | 271.7587
FBTS | Entire | 66 | MW | 183.3771 | 226.6284 | 241.9277 | 246.6459 | 254.6886 | 264.8475 | 275.9812 | 283.602 | 290.9783 | 297.3803 | 303.6784 | 312.1231
FBTS | Entire | 66 | MVAr | 27.7668 | 33.8512 | 36.0902 | 36.8314 | 38.0468 | 39.5823 | 41.2478 | 42.389 | 43.4873 | 44.4438 | 45.3926 | 46.6457
FBTS | Entire | 66 | MVA | 185.4674 | 229.1426 | 244.6048 | 249.3807 | 257.5148 | 267.789 | 279.0466 | 286.7523 | 294.2099 | 300.683 | 307.0522 | 315.5894
GNTS | Entire | 66 | MW | 98 | 99.8971 | 99.8971 | 99.8971 | 99.8428 | 99.7364 | 99.724 | 99.7653 | 99.7032 | 99.4616 | 99.8396 | 99.8324
GNTS | Entire | 66 | MVAr | 24.28 | 10.0577 | 10.0577 | 10.0577 | 10.0522 | 10.0415 | 10.0403 | 10.0444 | 10.0382 | 10.0138 | 10.0519 | 10.0512
GNTS | Entire | 66 | MVA | 100.963 | 100.4021 | 100.4021 | 100.4021 | 100.3475 | 100.2406 | 100.2282 | 100.2696 | 100.2073 | 99.9644 | 100.3443 | 100.3371
GTS | Entire | 66 | MW | 356.56 | 406.3 | 420.7 | 427.9 | 434.6 | 439.4 | 450.7 | 459.5 | 463.3 | 470.9 | 476.5 | 484.4
GTS | Entire | 66 | MVAr | 50.9713 | 58.1 | 60.1 | 61.2 | 62.1 | 62.8 | 64.4 | 65.7 | 66.2 | 67.3 | 68.1 | 69.2
GTS | Entire | 66 | MVA | 360.1848 | 410.4 | 425 | 432.3 | 439 | 443.9 | 455.3 | 464.2 | 468 | 475.7 | 481.3 | 489.3
HOTS | Entire | 66 | MW | 58.91 | 73.6 | 74 | 73.7 | 73.9 | 74.3 | 74 | 73.8 | 74.7 | 73.7 | 74.5 | 75.2
HOTS | Entire | 66 | MVAr | -8.56 | -10.7 | -10.8 | -10.7 | -10.7 | -10.8 | -10.8 | -10.7 | -10.9 | -10.7 | -10.8 | -10.9
HOTS | Entire | 66 | MVA | 59.5287 | 74.4 | 74.8 | 74.4 | 74.7 | 75.1 | 74.8 | 74.5 | 75.5 | 74.5 | 75.3 | 76
HTS | Entire | 66 | MW | 250.5936 | 261.2261 | 262.7959 | 263.2927 | 263.0045 | 263.8987 | 266.2732 | 268.7074 | 271.0918 | 273.3372 | 275.4534 | 277.5859
HTS | Entire | 66 | MVAr | 41.8473 | 42.6567 | 42.913 | 42.9941 | 42.9471 | 43.0931 | 43.4808 | 43.8783 | 44.2677 | 44.6343 | 44.9799 | 45.3281
HTS | Entire | 66 | MVA | 259.6642 | 264.686 | 266.2766 | 266.7799 | 266.488 | 267.394 | 269.8 | 272.2663 | 274.6823 | 276.9574 | 279.1017 | 281.2625
HYTS | Entire | 22 | MW | 1.6477 | 2 | 2 | 1.9 | 2 | 1.9 | 1.9 | 1.9 | 1.9 | 1.9 | 1.9 | 1.9
HYTS | Entire | 22 | MVAr | 0.63125 | 0.8 | 0.8 | 0.7 | 0.7 | 0.7 | 0.7 | 0.7 | 0.7 | 0.7 | 0.7 | 0.7
HYTS | Entire | 22 | MVA | 1.7644 | 2.2 | 2.1 | 2.1 | 2.1 | 2.1 | 2.1 | 2.1 | 2 | 2 | 2 | 2
KGTS | Entire | 22 | MW | 11.85 | 15.6 | 15.6 | 15.5 | 15.4 | 15.4 | 15.1 | 15.2 | 14.9 | 14.8 | 14.8 | 14.6
KGTS | Entire | 22 | MVAr | -6.35 | -8.3595 | -8.3595 | -8.3059 | -8.2523 | -8.2523 | -8.0916 | -8.1451 | -7.9844 | -7.9308 | -7.9308 | -7.8236
KGTS | Entire | 22 | MVA | 13.4441 | 17.6986 | 17.6986 | 17.5852 | 17.4717 | 17.4717 | 17.1314 | 17.2448 | 16.9045 | 16.791 | 16.791 | 16.5641
KGTS | Entire | 66 | MW | 54.02 | 54.1 | 54.7 | 54.7 | 54.8 | 54.4 | 54.7 | 55.5 | 54.9 | 54.9 | 55.4 | 55.2
KGTS | Entire | 66 | MVAr | -35.99 | -36.0433 | -33.2096 | -33.0452 | -33.1057 | -32.7379 | -33.2945 | -33.7989 | -32.9516 | -33.1785 | -33.6151 | -33.3242
KGTS | Entire | 66 | MVA | 64.911 | 65.0071 | 63.992 | 63.9068 | 64.0236 | 63.4912 | 64.036 | 64.9817 | 64.0298 | 64.1469 | 64.8007 | 64.479
KTS | Entire | 66 | MW | 387.8088 | 410.5269 | 417.6701 | 424.3313 | 426.4658 | 428.939 | 433.1538 | 436.359 | 439.5943 | 443.4278 | 446.639 | 452.0239
KTS | Entire | 66 | MVAr | 85.6082 | 96.8606 | 98.4376 | 100.0152 | 100.4558 | 100.9993 | 102.2537 | 102.9668 | 103.5897 | 104.4596 | 105.01 | 106.2938
KTS | Entire | 66 | MVA | 397.1453 | 421.7989 | 429.1133 | 435.9588 | 438.1374 | 440.6694 | 445.0596 | 448.3429 | 451.6348 | 455.5656 | 458.8175 | 464.3533
KTS_East | Split Bus | 66 | MW | 225.4825 | 233.4259 | 235.9893 | 238.919 | 239.2321 | 239.6483 | 241.3048 | 241.7419 | 241.9717 | 242.5832 | 242.2197 | 243.5181
KTS_East | Split Bus | 66 | MVAr | 57.5296 | 62.005 | 62.755 | 63.6472 | 63.7417 | 63.8859 | 64.6632 | 64.8568 | 64.9125 | 65.1852 | 65.0826 | 65.617
KTS_East | Split Bus | 66 | MVA | 232.7058 | 241.5208 | 244.1908 | 247.2514 | 247.5782 | 248.0176 | 249.8186 | 250.2909 | 250.5273 | 251.1886 | 250.811 | 252.2036
KTS_West | Split Bus | 66 | MW | 162.3263 | 177.4878 | 182.0711 | 185.8064 | 187.6289 | 189.6872 | 192.2458 | 195.0148 | 198.0219 | 201.2448 | 204.82 | 208.9078
KTS_West | Split Bus | 66 | MVAr | 28.0785 | 34.9395 | 35.7672 | 36.4534 | 36.7998 | 37.1994 | 37.6767 | 38.1964 | 38.764 | 39.3614 | 40.0145 | 40.7641
KTS_West | Split Bus | 66 | MVA | 164.7368 | 180.8941 | 185.551 | 189.3486 | 191.2036 | 193.3003 | 195.903 | 198.7203 | 201.7804 | 205.058 | 208.6921 | 212.8478
LY* | Entire | 66 | MW | 29.8 | 30.5666 | 30.5666 | 30.5666 | 30.5666 | 30.5666 | 30.5666 | 30.5666 | 30.5666 | 30.5666 | 30.5666 | 30.5666
LY* | Entire | 66 | MVAr | 16.12 | 7.0031 | 7.0031 | 7.0031 | 7.0031 | 7.0031 | 7.0031 | 7.0031 | 7.0031 | 7.0031 | 7.0031 | 7.0031
LY* | Entire | 66 | MVA | 33.8806 | 31.3585 | 31.3585 | 31.3585 | 31.3585 | 31.3585 | 31.3585 | 31.3585 | 31.3585 | 31.3585 | 31.3585 | 31.3585
MBTS | Entire | 66 | MW | 46.16 | 46.266 | 46.266 | 46.266 | 46.2409 | 46.1916 | 46.1859 | 46.205 | 46.1763 | 46.0644 | 46.2394 | 46.2361
MBTS | Entire | 66 | MVAr | 1.28 | -1.2484 | -1.2484 | -1.2484 | -1.2478 | -1.2464 | -1.2463 | -1.2468 | -1.246 | -1.243 | -1.2477 | -1.2476
MBTS | Entire | 66 | MVA | 46.1777 | 46.2829 | 46.2829 | 46.2829 | 46.2577 | 46.2084 | 46.2027 | 46.2218 | 46.1931 | 46.0811 | 46.2563 | 46.2529
MTS | Entire | 22 | MW | 30.5881 | 32.8431 | 32.8351 | 32.7731 | 32.6842 | 32.686 | 32.7309 | 32.8054 | 32.8728 | 32.9383 | 33.003 | 33.0678
MTS | Entire | 22 | MVAr | 3.4622 | 3.7794 | 3.7785 | 3.7713 | 3.7611 | 3.7613 | 3.7665 | 3.775 | 3.7828 | 3.7903 | 3.7978 | 3.8052
MTS | Entire | 22 | MVA | 30.2885 | 33.0599 | 33.0517 | 32.9894 | 32.8999 | 32.9017 | 32.9469 | 33.0219 | 33.0897 | 33.1557 | 33.2208 | 33.286
MTS | Entire | 66 | MW | 120.4027 | 128.6906 | 129.53 | 129.916 | 130.0318 | 130.7941 | 132.2318 | 133.7178 | 135.1362 | 136.5064 | 137.8379 | 139.1825
MTS | Entire | 66 | MVAr | 6.0824 | 6.2741 | 6.315 | 6.3338 | 6.3395 | 6.3766 | 6.4467 | 6.5192 | 6.5883 | 6.6551 | 6.72 | 6.7856
MTS | Entire | 66 | MVA | 124.9066 | 128.8434 | 129.6839 | 130.0703 | 130.1862 | 130.9494 | 132.3888 | 133.8766 | 135.2967 | 136.6685 | 138.0017 | 139.3478
MTS6622 | Entire | 66 | MW | 150.0549 | 159.0163 | 161.3879 | 161.71 | 161.7367 | 162.4962 | 163.9699 | 165.521 | 166.9978 | 168.4249 | 169.8128 | 171.2121
MTS6622 | Entire | 66 | MVAr | 9.3727 | 9.6835 | 9.8279 | 9.8475 | 9.8492 | 9.8954 | 9.9852 | 10.0796 | 10.1696 | 10.2565 | 10.341 | 10.4262
MTS6622 | Entire | 66 | MVA | 154.1935 | 159.3109 | 161.6869 | 162.0095 | 162.0363 | 162.7972 | 164.2736 | 165.8276 | 167.3072 | 168.7369 | 170.1274 | 171.5292
MWTS | Entire | 66 | MW | 349.88 | 358.8015 | 358.8015 | 358.8015 | 358.6065 | 358.2243 | 358.1799 | 358.3281 | 358.1053 | 357.2374 | 358.5951 | 358.5693
MWTS | Entire | 66 | MVAr | 44.08 | 9.3138 | 9.3138 | 9.3138 | 9.3088 | 9.2988 | 9.2977 | 9.3015 | 9.2958 | 9.2732 | 9.3085 | 9.3078
MWTS | Entire | 66 | MVA | 352.6458 | 358.9223 | 358.9223 | 358.9223 | 358.7273 | 358.345 | 358.3006 | 358.4488 | 358.226 | 357.3578 | 358.7159 | 358.6901
RCTS | Entire | 22 | MW | 22.4 | 23.6 | 23.9 | 24.2 | 24.2 | 24.5 | 25 | 25.1 | 25.3 | 25.6 | 25.6 | 26.1
RCTS | Entire | 22 | MVAr | 3.3 | 3.5 | 3.5 | 3.6 | 3.5 | 3.6 | 3.7 | 3.7 | 3.7 | 3.7 | 3.7 | 3.8
RCTS | Entire | 22 | MVA | 22.6418 | 23.9 | 24.2 | 24.5 | 24.5 | 24.8 | 25.2 | 25.4 | 25.6 | 25.8 | 25.8 | 26.4
RCTS | Entire | 66 | MW | 90.3 | 89.2 | 100.2 | 101.1 | 101.8 | 102.8 | 104.5 | 105.7 | 105.9 | 107.7 | 108 | 98.6
RCTS | Entire | 66 | MVAr | 3.3 | 3.2 | 3.6 | 3.7 | 3.7 | 3.7 | 3.8 | 3.8 | 3.8 | 3.9 | 3.9 | 3.6
RCTS | Entire | 66 | MVA | 90.4 | 89.2 | 100.3 | 101.2 | 101.8 | 102.8 | 104.6 | 105.8 | 105.9 | 107.8 | 108.1 | 98.7
RTS | Entire | 22 | MW | 34.2 | 57.7 | 60.5 | 61 | 61.6 | 62.4 | 63 | 43.8 | 44.1 | 44.5 | 45.1 | 45.6
RTS | Entire | 22 | MVAr | 2.6 | 4.3 | 4.5 | 4.6 | 4.6 | 4.7 | 4.7 | 3.3 | 3.3 | 3.3 | 3.4 | 3.4
RTS | Entire | 22 | MVA | 34.2865 | 57.8 | 60.6 | 61.1 | 61.7 | 62.6 | 63.2 | 43.9 | 44.2 | 44.6 | 45.2 | 45.8
RTS | Entire | 66 | MW | 396.213 | 462.3 | 473.3 | 399.1 | 405.7 | 410.1 | 419 | 424 | 429.2 | 433.4 | 440.7 | 447
RTS | Entire | 66 | MVAr | 44.9334 | 29.9 | 30.5 | 26 | 26.4 | 26.7 | 27.3 | 27.6 | 28 | 28.2 | 28.7 | 29.1
RTS | Entire | 66 | MVA | 398.7527 | 463.3 | 474.3 | 399.9 | 406.6 | 411 | 419.9 | 424.9 | 430.1 | 434.3 | 441.6 | 447.9
RTS12 | Split Bus | 66 | MW | 227.95 | 250.5308 | 255.9404 | 263.7312 | 269.5999 | 272.2243 | 279.0815 | 282.4986 | 285.9086 | 288.3584 | 293.5385 | 297.9067
RTS12 | Split Bus | 66 | MVAr | 15.86 | 17.4311 | 17.8075 | 18.3495 | 18.7579 | 18.9405 | 19.4176 | 19.6553 | 19.8926 | 20.063 | 20.4234 | 20.7274
RTS12 | Split Bus | 66 | MVA | 228.5011 | 251.1365 | 256.5591 | 264.3688 | 270.2517 | 272.8824 | 279.7562 | 283.1815 | 286.5998 | 289.0555 | 294.2481 | 298.6269
RTS34 | Split Bus | 66 | MW | 139.66 | 165.7905 | 171.0442 | 88.7474 | 89.257 | 90.5808 | 91.9724 | 92.9014 | 94.0947 | 95.2632 | 96.674 | 98.0689
RTS34 | Split Bus | 66 | MVAr | 8.26 | 9.8055 | 10.1162 | 5.2488 | 5.279 | 5.3573 | 5.4396 | 5.4945 | 5.5651 | 5.6342 | 5.7176 | 5.8002
RTS34 | Split Bus | 66 | MVA | 139.904 | 166.0802 | 171.3431 | 88.9025 | 89.4129 | 90.7391 | 92.1332 | 93.0638 | 94.2591 | 95.4297 | 96.8429 | 98.2403
RWTS | Entire | 66 | MW | 342.8843 | 339.3148 | 337.7596 | 335.2513 | 333.6842 | 332.6509 | 333.0172 | 333.553 | 333.799 | 333.5272 | 334.8149 | 334.5245
RWTS | Entire | 66 | MVAr | 53.9646 | 61.8468 | 61.5782 | 61.1363 | 60.8534 | 60.6672 | 60.6888 | 60.7473 | 60.7498 | 60.6508 | 60.8787 | 60.7995
RWTS | Entire | 66 | MVA | 347.1049 | 344.9051 | 343.327 | 340.7801 | 339.1877 | 338.1378 | 338.502 | 339.0396 | 339.282 | 338.9969 | 340.3046 | 340.0047
RWTS13 | Split Bus | 66 | MW | 238.2043 | 198.5027 | 198.7569 | 198.3609 | 197.8686 | 197.9251 | 198.485 | 199.0548 | 199.4474 | 199.5685 | 200.4246 | 200.6999
RWTS13 | Split Bus | 66 | MVAr | 37.0446 | 39.8973 | 39.9107 | 39.7981 | 39.6827 | 39.6664 | 39.7182 | 39.782 | 39.8074 | 39.7696 | 39.9302 | 39.9392
RWTS13 | Split Bus | 66 | MVA | 241.0676 | 202.4725 | 202.7244 | 202.3139 | 201.8086 | 201.8608 | 202.4199 | 202.9912 | 203.3811 | 203.4926 | 204.3635 | 204.6353
RWTS22 | Entire | 22 | MW | 66.2602 | 66.842 | 67.1417 | 67.1868 | 67.1122 | 67.3612 | 67.7682 | 68.4488 | 69.1099 | 69.6535 | 70.293 | 70.7137
RWTS22 | Entire | 22 | MVAr | 3.0119 | 6.9147 | 6.9458 | 6.9493 | 6.9405 | 6.9707 | 7.0146 | 7.0924 | 7.1693 | 7.2342 | 7.3012 | 7.3489
RWTS22 | Entire | 22 | MVA | 66.3287 | 67.1987 | 67.5 | 67.5452 | 67.4702 | 67.7209 | 68.1303 | 68.8153 | 69.4808 | 70.0281 | 70.6712 | 71.0946
RWTS24 | Split Bus | 66 | MW | 140.36 | 140.8121 | 139.0027 | 136.8905 | 135.8156 | 134.7258 | 134.5322 | 134.4982 | 134.3516 | 133.9587 | 134.3903 | 133.8246
RWTS24 | Split Bus | 66 | MVAr | 35.8 | 21.9495 | 21.6675 | 21.3382 | 21.1707 | 21.0008 | 20.9706 | 20.9653 | 20.9425 | 20.8812 | 20.9485 | 20.8603
RWTS24 | Split Bus | 66 | MVA | 144.8536 | 142.5125 | 140.6813 | 138.5436 | 137.4558 | 136.3528 | 136.1568 | 136.1224 | 135.974 | 135.5764 | 136.0132 | 135.4406
SHTS | Entire | 66 | MW | 192.6 | 203.8 | 210.8 | 217.3 | 217.4 | 218.6 | 221.4 | 223 | 225.3 | 227.7 | 228.9 | 232.2
SHTS | Entire | 66 | MVAr | 12.1 | 12.8 | 13.3 | 13.7 | 13.7 | 13.8 | 14 | 14.1 | 14.2 | 14.4 | 14.4 | 14.6
SHTS | Entire | 66 | MVA | 192.9797 | 204.2 | 211.3 | 217.7 | 217.8 | 219 | 221.8 | 223.4 | 225.8 | 228.1 | 229.3 | 232.7
SMTS | Entire | 66 | MW | 233.4842 | 248.3003 | 253.3376 | 257.8343 | 260.5711 | 262.9587 | 265.572 | 268.6603 | 271.6559 | 274.2139 | 277.9709 | 280.8301
SMTS | Entire | 66 | MVAr | 24.903 | 67.6128 | 68.4673 | 69.134 | 69.5755 | 70.0394 | 70.7205 | 71.4872 | 72.1929 | 72.7763 | 73.7765 | 74.4385
SMTS | Entire | 66 | MVA | 234.8085 | 257.3412 | 262.4266 | 266.942 | 269.6999 | 272.1264 | 274.827 | 278.0086 | 281.0849 | 283.707 | 287.5949 | 290.5282
SVTS | Entire | 66 | MW | 304.7194 | 322.9665 | 324.3645 | 324.9217 | 325.2246 | 326.4759 | 329.3208 | 331.7161 | 333.9647 | 335.9201 | 337.934 | 339.7999
SVTS | Entire | 66 | MVAr | 47.5719 | 49.1616 | 49.3559 | 49.4053 | 49.4038 | 49.5746 | 49.9709 | 50.3252 | 50.6559 | 50.9496 | 51.2227 | 51.492
SVTS | Entire | 66 | MVA | 308.4105 | 326.6868 | 328.0981 | 328.6563 | 328.9556 | 330.2184 | 333.0905 | 335.5118 | 337.7846 | 339.7619 | 341.794 | 343.6792
SVTS12 | Split Bus | 66 | MW | 176.6264 | 196.2965 | 197.0521 | 197.2109 | 197.1537 | 197.8141 | 199.3571 | 200.7604 | 202.0684 | 203.2368 | 204.2909 | 205.3504
SVTS12 | Split Bus | 66 | MVAr | 24.226 | 35.363 | 35.4992 | 35.5278 | 35.5175 | 35.6364 | 35.9144 | 36.1672 | 36.4029 | 36.6133 | 36.8032 | 36.9941
SVTS12 | Split Bus | 66 | MVA | 178.2801 | 199.4564 | 200.2242 | 200.3855 | 200.3274 | 200.9984 | 202.5663 | 203.9922 | 205.3213 | 206.5084 | 207.5795 | 208.656
SVTS34 | Split Bus | 66 | MW | 131.7171 | 147.1042 | 147.8685 | 148.366 | 148.8309 | 149.5367 | 151.0847 | 152.2468 | 153.3505 | 154.2683 | 155.416 | 156.3669
SVTS34 | Split Bus | 66 | MVAr | 17.6744 | 13.9966 | 14.0569 | 14.0805 | 14.0929 | 14.1469 | 14.2696 | 14.3732 | 14.4705 | 14.5552 | 14.642 | 14.7226
SVTS34 | Split Bus | 66 | MVA | 132.8976 | 147.7686 | 148.5351 | 149.0327 | 149.4967 | 150.2043 | 151.757 | 152.9238 | 154.0317 | 154.9535 | 156.1042 | 157.0585
TBTS | Entire | 66 | MW | 192.4393 | 201.6699 | 203.9812 | 205.9761 | 208.0572 | 210.8001 | 214.0513 | 217.408 | 220.6304 | 223.8337 | 227.0177 | 230.2471
TBTS | Entire | 66 | MVAr | 27.4596 | 28.301 | 28.6254 | 28.9053 | 29.1974 | 29.5823 | 30.0385 | 30.5096 | 30.9618 | 31.4113 | 31.8582 | 32.3114
TBTS | Entire | 66 | MVA | 197.5911 | 203.646 | 205.98 | 207.9944 | 210.0959 | 212.8657 | 216.1487 | 219.5383 | 222.7923 | 226.027 | 229.2422 | 232.5032
TGTS | Entire | 66 | MW | 167.1913 | 169.8 | 172.2 | 172.5 | 173.5 | 175.1 | 176.4 | 174.6 | 176.2 | 177.8 | 176.6 | 178.3
TGTS | Entire | 66 | MVAr | 10.11 | 10.3 | 10.4 | 10.4 | 10.5 | 10.6 | 10.7 | 10.6 | 10.7 | 10.8 | 10.7 | 10.8
TGTS | Entire | 66 | MVA | 167.4967 | 170.1 | 172.5 | 172.8 | 173.8 | 175.4 | 176.7 | 174.9 | 176.5 | 178.1 | 176.9 | 178.7
TSTS | Entire | 66 | MW | 234.1047 | 253.7616 | 254.6933 | 255.7909 | 257.2137 | 258.5262 | 260.4181 | 262.0923 | 263.6153 | 264.3669 | 266.2443 | 267.313
TSTS | Entire | 66 | MVAr | 37.7096 | 42.6693 | 42.9455 | 43.2362 | 43.5909 | 43.849 | 44.1785 | 44.4528 | 44.7093 | 44.7982 | 45.1453 | 45.3147
TSTS | Entire | 66 | MVA | 237.1224 | 257.3239 | 258.2886 | 259.4193 | 260.8813 | 262.2185 | 264.1388 | 265.8353 | 267.3798 | 268.1357 | 270.0447 | 271.1267
TTS | Entire | 66 | MW | 376.7888 | 395.047 | 397.7653 | 398.7369 | 398.3695 | 397.1181 | 395.4871 | 395.6575 | 396.1847 | 396.1096 | 396.2237 | 396.5873
TTS | Entire | 66 | MVAr | 86.0978 | 115.85 | 116.6838 | 115.8019 | 115.7814 | 115.4917 | 115.047 | 115.119 | 115.3071 | 115.32 | 115.3511 | 115.4826
TTS | Entire | 66 | MVA | 387.1335 | 411.6836 | 414.5266 | 415.2123 | 414.8537 | 413.5711 | 411.8809 | 412.0646 | 412.6234 | 412.5549 | 412.6731 | 413.059
TTS12 | Split Bus | 66 | MW | 172.7933 | 183.6481 | 184.675 | 201.2708 | 199.9829 | 198.3614 | 197.056 | 196.8766 | 196.7753 | 196.3742 | 196.368 | 196.2595
TTS12 | Split Bus | 66 | MVAr | 32.2819 | 44.5583 | 44.8237 | 49.1894 | 48.8605 | 48.4476 | 48.113 | 48.0677 | 48.045 | 47.9492 | 47.9393 | 47.9123
TTS12 | Split Bus | 66 | MVA | 176.1588 | 188.9763 | 190.0369 | 207.1944 | 205.8653 | 204.1921 | 202.8446 | 202.6596 | 202.5557 | 202.1434 | 202.135 | 202.0232
TTS34 | Split Bus | 66 | MW | 203.9955 | 214.0912 | 215.786 | 200.159 | 201.0721 | 201.432 | 201.0998 | 201.448 | 202.0736 | 202.3926 | 202.5186 | 202.9895
TTS34 | Split Bus | 66 | MVAr | 53.816 | 71.9022 | 72.4714 | 67.2231 | 67.5297 | 67.6506 | 67.539 | 67.656 | 67.8661 | 67.9732 | 68.0155 | 68.1737
TTS34 | Split Bus | 66 | MVA | 210.9747 | 225.8428 | 227.6307 | 211.1459 | 212.109 | 212.4887 | 212.1383 | 212.5056 | 213.1656 | 213.502 | 213.6349 | 214.1317
WETS | Entire | 66 | MW | 27.6 | 25.3 | 25.1 | 24.9 | 24.7 | 24.3 | 24.5 | 24.1 | 23.7 | 24 | 23.4 | 23.7
WETS | Entire | 66 | MVAr | -4.9 | -4.5 | -4.5 | -4.5 | -4.4 | -4.4 | -4.4 | -4.3 | -4.3 | -4.3 | -4.2 | -4.2
WETS | Entire | 66 | MVA | 28 | 25.7 | 25.5 | 25.3 | 25.1 | 24.7 | 24.9 | 24.5 | 24.1 | 24.3 | 23.8 | 24
WMTS | Entire | 22 | MW | 49 | 70.6 | 68.6 | 23.5 | 21 | 21.3 | 21.1 | 1.5 | 0 | 0 | 0 | 0
WMTS | Entire | 22 | MVAr | 10 | 15 | 14.6 | 5 | 4.5 | 4.5 | 4.5 | 0 | 0 | 0 | 0 | 0
WMTS | Entire | 22 | MVA | 50.01 | 72.1 | 70.1 | 24 | 21.5 | 21.8 | 21.6 | 1.5 | 0 | 0 | 0 | 0
WMTS | Entire | 66 | MW | 211.72 | 245.2 | 271 | 304.8 | 318.8 | 325.7 | 337.9 | 343.2 | 345.7 | 347.9 | 351.4 | 354
WMTS | Entire | 66 | MVAr | 33.17 | 44.8 | 49.7 | 54.8 | 56.2 | 54.9 | 56 | 56.5 | 56.9 | 57.3 | 57.9 | 58.3
WMTS | Entire | 66 | MVA | 214.3026 | 249.3 | 275.6 | 309.7 | 323.7 | 330.3 | 342.5 | 347.8 | 350.4 | 352.6 | 356.1 | 358.8
WOTS | Entire | 66 | MW | 40.12 | 41.7164 | 41.716 | 41.716 | 41.6933 | 41.6489 | 41.6437 | 41.661 | 41.6351 | 41.5342 | 41.692 | 41.689
WOTS | Entire | 66 | MVAr | 2.92 | 0.71284 | 0.71283 | 0.71283 | 0.71245 | 0.71169 | 0.7116 | 0.71189 | 0.71145 | 0.70973 | 0.71242 | 0.71237
WOTS | Entire | 66 | MVA | 40.2261 | 41.7225 | 41.7221 | 41.7221 | 41.6994 | 41.655 | 41.6498 | 41.6671 | 41.6412 | 41.5402 | 41.6981 | 41.6951
WOTS22 | Entire | 22 | MW | 26.84 | 29.1671 | 29.1564 | 29.1508 | 29.1335 | 29.1021 | 29.0976 | 29.1088 | 29.0897 | 29.0182 | 29.1274 | 29.1238
WOTS22 | Entire | 22 | MVAr | 0.72 | 3.572 | 3.5707 | 3.57 | 3.5679 | 3.5641 | 3.5635 | 3.5649 | 3.5626 | 3.5538 | 3.5672 | 3.5667
WOTS22 | Entire | 22 | MVA | 26.8497 | 29.385 | 29.3743 | 29.3686 | 29.3512 | 29.3195 | 29.315 | 29.3262 | 29.307 | 29.235 | 29.3451 | 29.3414
YPS | Entire | 11 | MW | 3.56 | 0.59873 | 0.59929 | 0.5993 | 0.59255 | 0.58627 | 0.57994 | 0.5737 | 0.56868 | 0.566 | 0.56336 | 0.55902
YPS | Entire | 11 | MVAr | 2.12 | -1.1164 | -1.1175 | -1.1175 | -1.1049 | -1.0932 | -1.0814 | -1.0697 | -1.0604 | -1.0554 | -1.0505 | -1.0424
YPS | Entire | 11 | MVA | 4.1434 | 1.2668 | 1.268 | 1.268 | 1.2538 | 1.2405 | 1.2271 | 1.2139 | 1.2032 | 1.1976 | 1.192 | 1.1828
Note 1: Note that this is the observed actual and have not been weather normalised.

## TsWinter50
2019 Terminal Station Demand Forecast - MW, MVAr & MVA Forecasts aggregated by Terminal Station
Forecasts at time of Station peak - station diversity factors are applied.
Winter, 50% POE
LOCATIONID | LocationType | VOLTAGE | UNIT | 2018 (Actual Note 1) | 2019 | 2020 | 2021 | 2022 | 2023 | 2024 | 2025 | 2026 | 2027 | 2028 | 2029
ATS_BLTS | Hybrid | 66 | MW | 239.62 | 261.7 | 278.9 | 279.5 | 286.3 | 284.8 | 289.2 | 294.6 | 294.3 | 296.6 | 298.2 | 300.4
ATS_BLTS | Hybrid | 66 | MVAr | 55.97 | 58.4 | 63.2 | 63.3 | 64.7 | 63.7 | 64.7 | 65.7 | 65.6 | 66.1 | 66.4 | 66.8
ATS_BLTS | Hybrid | 66 | MVA | 246.0699 | 268.1 | 286 | 286.6 | 293.5 | 291.8 | 296.3 | 301.8 | 301.5 | 303.9 | 305.5 | 307.7
ATS_WEST | Hybrid | 66 | MW | 145.28 | 159.4 | 166.3 | 173.5 | 176.3 | 179.8 | 186.8 | 192.7 | 197.3 | 204 | 209.8 | 215.8
ATS_WEST | Hybrid | 66 | MVAr | 29.6 | 32.5 | 33.9 | 35.4 | 35.9 | 36.6 | 38.1 | 39.3 | 40.2 | 41.6 | 42.8 | 44
ATS_WEST | Hybrid | 66 | MVA | 148.2648 | 162.7 | 169.7 | 177.1 | 179.9 | 183.5 | 190.6 | 196.6 | 201.3 | 208.2 | 214.2 | 220.2
BATS | Entire | 66 | MW | 174 | 172.1526 | 175.8 | 180.3 | 183.2 | 186.6 | 192 | 194.9 | 197.8 | 201.4 | 205 | 209.1943
BATS | Entire | 66 | MVAr | 21.5 | 21.2 | 21.7 | 22.2 | 22.6 | 23 | 23.7 | 24 | 24.4 | 24.8 | 25.3 | 25.8
BATS | Entire | 66 | MVA | 175.3233 | 173.5 | 177.2 | 181.7 | 184.6 | 188 | 193.5 | 196.4 | 199.3 | 202.9 | 206.6 | 210.8
BETS | Entire | 22 | MW | 51.8018 | 54.2 | 55.6 | 56.3 | 57.2 | 58.1 | 59.6 | 60.8 | 61.5 | 62.8 | 63.6 | 65.1
BETS | Entire | 22 | MVAr | 0.31081 | 0.3 | 0.3 | 0.3 | 0.3 | 0.3 | 0.4 | 0.4 | 0.4 | 0.4 | 0.4 | 0.4
BETS | Entire | 22 | MVA | 51.8027 | 54.2 | 55.6 | 56.3 | 57.2 | 58.1 | 59.6 | 60.8 | 61.5 | 62.8 | 63.6 | 65.1
BETS | Entire | 66 | MW | 128.9 | 127.5 | 131.9 | 134.3 | 136.8 | 138.4 | 140.7 | 142.7 | 143.7 | 145.3 | 148 | 148.9
BETS | Entire | 66 | MVAr | -0.3 | -0.3 | -0.3 | -0.3 | -0.3 | -0.3 | -0.3 | -0.3 | -0.3 | -0.3 | -0.3 | -0.3
BETS | Entire | 66 | MVA | 128.9 | 127.5 | 131.9 | 134.3 | 136.8 | 138.4 | 140.7 | 142.7 | 143.7 | 145.3 | 148 | 148.9
BLTS | Entire | 22 | MW | 59.39 | 56.5 | 57 | 57.7 | 58.1 | 58.8 | 59.8 | 60.4 | 60.7 | 61.5 | 62 | 62.8
BLTS | Entire | 22 | MVAr | 26.3999 | 25.4 | 25.7 | 25.9 | 26.1 | 26.4 | 26.9 | 27.1 | 27.3 | 27.6 | 27.9 | 28.2
BLTS | Entire | 22 | MVA | 64.9933 | 61.9 | 62.5 | 63.2 | 63.7 | 64.5 | 65.6 | 66.2 | 66.6 | 67.4 | 68 | 68.8
BLTS-SCI | Hybrid | 66 | MW | 48.2563 | 66.1 | 66.5 | 66.4 | 64.7 | 65.1 | 66.3 | 65.5 | 64.5 | 64.4 | 64.4 | 64.4
BLTS-SCI | Hybrid | 66 | MVAr | 53.26 | 8.3 | 8.4 | 8.3 | 8.1 | 8.2 | 8.3 | 8.2 | 8.1 | 8.1 | 8.1 | 8.1
BLTS-SCI | Hybrid | 66 | MVA | 71.87 | 66.7 | 67 | 66.9 | 65.2 | 65.7 | 66.8 | 66 | 65 | 64.9 | 64.9 | 64.9
BTS | Entire | 22 | MW | 82.723 | 97.9009 | 99.4838 | 102.3372 | 104.6756 | 107.082 | 109.7745 | 111.3137 | 112.5259 | 113.7107 | 114.9228 | 116.3019
BTS | Entire | 22 | MVAr | 17.5458 | 21.7639 | 22.0874 | 22.6873 | 23.222 | 23.7742 | 24.3664 | 24.6705 | 24.9122 | 25.1511 | 25.3884 | 25.6602
BTS | Entire | 22 | MVA | 84.5963 | 100.2908 | 101.9062 | 104.8219 | 107.2206 | 109.6894 | 112.4462 | 114.0147 | 115.2506 | 116.459 | 117.6938 | 119.099
BTS | Entire | 66 | MW | 120.4 | 132.9 | 142.7 | 237 | 244.7 | 252.3 | 259.8 | 265.4 | 270.9 | 277 | 282.6 | 287.9
BTS | Entire | 66 | MVAr | 16.4 | 18.1 | 19.5 | 32.3 | 33.4 | 34.4 | 35.4 | 36.2 | 36.9 | 37.8 | 38.5 | 39.3
BTS | Entire | 66 | MVA | 121.5442 | 134.1 | 144 | 239.2 | 247 | 254.6 | 262.2 | 267.9 | 273.4 | 279.6 | 285.2 | 290.6
CBTS | Entire | 66 | MW | 323.962 | 344.5207 | 352.1398 | 359.248 | 365.8356 | 373.0641 | 381.385 | 389.7303 | 396.2767 | 403.6685 | 412.9828 | 421.4082
CBTS | Entire | 66 | MVAr | 42.6099 | 60.3837 | 61.7729 | 63.1011 | 64.3512 | 65.6761 | 67.1522 | 68.6423 | 69.7616 | 71.063 | 72.7744 | 74.2948
CBTS | Entire | 66 | MVA | 326.7522 | 349.7723 | 357.5169 | 364.7477 | 371.4522 | 378.801 | 387.2518 | 395.729 | 402.3703 | 409.8758 | 419.3458 | 427.9072
DPTS | Hybrid | 66 | MW | 151.6 | 117.6 | 129.6 | 135.1 | 144.2 | 149.4 | 155.2 | 160.3 | 165.2 | 171.2 | 177.7 | 184.6
DPTS | Hybrid | 66 | MVAr | 31 | 24 | 26.5 | 27.6 | 29.5 | 30.5 | 31.7 | 32.7 | 33.7 | 35 | 36.3 | 37.7
DPTS | Hybrid | 66 | MVA | 154.8 | 120.1 | 132.3 | 137.9 | 147.2 | 152.5 | 158.4 | 163.6 | 168.6 | 174.8 | 181.4 | 188.4
ERTS | Entire | 66 | MW | 367.5246 | 378.4902 | 381.7204 | 383.6487 | 384.4316 | 386.6006 | 390.9254 | 395.2024 | 398.6899 | 402.4616 | 406.8918 | 410.7847
ERTS | Entire | 66 | MVAr | 82.1872 | 79.0249 | 79.7388 | 80.1649 | 80.3415 | 80.8246 | 81.7796 | 82.7217 | 83.5213 | 84.3663 | 85.321 | 86.1838
ERTS | Entire | 66 | MVA | 376.602 | 386.652 | 389.9599 | 391.9346 | 392.7371 | 394.959 | 399.3877 | 403.767 | 407.3444 | 411.2092 | 415.741 | 419.7282
ERTS12 | Split Bus | 66 | MW | 150.6628 | 155.9706 | 156.9715 | 157.569 | 157.7816 | 158.4222 | 159.7691 | 161.1204 | 161.959 | 163.0317 | 164.6086 | 165.7946
ERTS12 | Split Bus | 66 | MVAr | 20.3922 | 25.6126 | 25.7679 | 25.8606 | 25.8924 | 25.9907 | 26.1998 | 26.4104 | 26.5316 | 26.6944 | 26.9465 | 27.1298
ERTS12 | Split Bus | 66 | MVA | 152.0366 | 158.0596 | 159.0724 | 159.677 | 159.892 | 160.5401 | 161.9031 | 163.2706 | 164.1178 | 165.2026 | 166.7996 | 167.9996
ERTS34 | Split Bus | 66 | MW | 226.5804 | 236.0775 | 238.3433 | 239.696 | 240.268 | 241.8133 | 244.8418 | 247.8222 | 250.4526 | 253.1713 | 256.1236 | 258.8698
ERTS34 | Split Bus | 66 | MVAr | 60.5165 | 54.8363 | 55.3902 | 55.7209 | 55.8629 | 56.243 | 56.9829 | 57.7095 | 58.3705 | 59.0423 | 59.7489 | 60.4217
ERTS34 | Split Bus | 66 | MVA | 234.5227 | 242.3625 | 244.6949 | 246.0873 | 246.6766 | 248.2679 | 251.3853 | 254.4528 | 257.1646 | 259.9648 | 263.0004 | 265.8277
FBTS | Entire | 66 | MW | 183.3771 | 214.0594 | 227.8348 | 236.1661 | 244.8001 | 254.6386 | 264.2401 | 272.5163 | 279.3733 | 286.3508 | 293.2542 | 300.6978
FBTS | Entire | 66 | MVAr | 27.7668 | 31.9796 | 33.9973 | 35.2641 | 36.5688 | 38.0476 | 39.4924 | 40.7303 | 41.7485 | 42.7922 | 43.8237 | 44.9326
FBTS | Entire | 66 | MVA | 185.4674 | 216.4351 | 230.3574 | 238.7844 | 247.5164 | 257.4654 | 267.175 | 275.5433 | 282.4754 | 289.5306 | 296.5106 | 304.0364
GNTS | Entire | 66 | MW | 98 | 96.3653 | 96.3653 | 96.3653 | 96.2907 | 96.2123 | 96.2293 | 96.294 | 95.6913 | 95.452 | 95.9605 | 95.91
GNTS | Entire | 66 | MVAr | 24.28 | 9.7021 | 9.7021 | 9.7021 | 9.6946 | 9.6867 | 9.6884 | 9.6949 | 9.6342 | 9.6102 | 9.6613 | 9.6563
GNTS | Entire | 66 | MVA | 100.963 | 96.8525 | 96.8525 | 96.8525 | 96.7775 | 96.6987 | 96.7158 | 96.7808 | 96.175 | 95.9346 | 96.4456 | 96.3949
GTS | Entire | 66 | MW | 356.56 | 380.6 | 395.1 | 401.6 | 406.7 | 413.2 | 424.4 | 431.6 | 435.8 | 442.1 | 448.7 | 457.3
GTS | Entire | 66 | MVAr | 50.9713 | 54.4 | 56.5 | 57.4 | 58.1 | 59.1 | 60.7 | 61.7 | 62.3 | 63.2 | 64.1 | 65.4
GTS | Entire | 66 | MVA | 360.1848 | 384.5 | 399.1 | 405.7 | 410.8 | 417.4 | 428.7 | 435.9 | 440.2 | 446.6 | 453.2 | 461.9
HOTS | Entire | 66 | MW | 58.91 | 64.8 | 65.7 | 64.9 | 64.9 | 64.9 | 65.4 | 65.4 | 65.9 | 64.8 | 65.7 | 65.9
HOTS | Entire | 66 | MVAr | -8.56 | -9.4 | -9.6 | -9.4 | -9.4 | -9.4 | -9.5 | -9.5 | -9.6 | -9.4 | -9.6 | -9.6
HOTS | Entire | 66 | MVA | 59.5287 | 65.5 | 66.4 | 65.6 | 65.6 | 65.6 | 66.1 | 66.1 | 66.6 | 65.5 | 66.4 | 66.6
HTS | Entire | 66 | MW | 250.5936 | 257.6693 | 259.0205 | 259.3087 | 258.8218 | 259.4974 | 261.6434 | 263.8391 | 265.9851 | 267.992 | 269.8797 | 271.7807
HTS | Entire | 66 | MVAr | 41.8473 | 42.0759 | 42.2965 | 42.3435 | 42.2641 | 42.3744 | 42.7248 | 43.0833 | 43.4338 | 43.7615 | 44.0697 | 44.3802
HTS | Entire | 66 | MVA | 259.6642 | 261.0821 | 262.4512 | 262.7431 | 262.2499 | 262.9344 | 265.1088 | 267.3336 | 269.508 | 271.5415 | 273.4542 | 275.3804
HYTS | Entire | 22 | MW | 1.6477 | 1.5 | 1.5 | 1.5 | 1.5 | 1.4 | 1.5 | 1.4 | 1.4 | 1.4 | 1.4 | 1.4
HYTS | Entire | 22 | MVAr | 0.63125 | 0.6 | 0.6 | 0.6 | 0.6 | 0.6 | 0.6 | 0.6 | 0.5 | 0.5 | 0.5 | 0.5
HYTS | Entire | 22 | MVA | 1.7644 | 1.6 | 1.6 | 1.6 | 1.6 | 1.6 | 1.6 | 1.5 | 1.5 | 1.5 | 1.5 | 1.5
KGTS | Entire | 22 | MW | 11.85 | 14.7 | 14.6 | 14.6 | 14.5 | 14.4 | 14.2 | 14.2 | 14.1 | 14 | 13.9 | 13.8
KGTS | Entire | 22 | MVAr | -6.35 | -7.8772 | -7.8236 | -7.8236 | -7.77 | -7.7165 | -7.6093 | -7.6093 | -7.5557 | -7.5021 | -7.4485 | -7.3949
KGTS | Entire | 22 | MVA | 13.4441 | 16.6775 | 16.5641 | 16.5641 | 16.4506 | 16.3372 | 16.1103 | 16.1103 | 15.9968 | 15.8834 | 15.7699 | 15.6565
KGTS | Entire | 66 | MW | 54.02 | 49.3 | 49.6 | 49.6 | 49.5 | 49.7 | 50 | 50 | 49.8 | 50 | 50.2 | 50.6
KGTS | Entire | 66 | MVAr | -35.99 | -32.8454 | -33.0452 | -33.0452 | -32.9786 | -33.1119 | -33.3117 | -33.3117 | -33.1785 | -33.3117 | -33.445 | -33.7115
KGTS | Entire | 66 | MVA | 64.911 | 59.2394 | 59.5999 | 59.5999 | 59.4797 | 59.7201 | 60.0805 | 60.0805 | 59.8402 | 60.0805 | 60.3209 | 60.8015
KTS | Entire | 66 | MW | 387.8088 | 396.7768 | 403.8889 | 410.3683 | 412.8056 | 415.1639 | 418.7468 | 422.1389 | 425.0886 | 428.7145 | 432.4037 | 437.1037
KTS | Entire | 66 | MVAr | 85.6082 | 93.2532 | 94.8484 | 96.3221 | 96.8847 | 97.4638 | 98.415 | 99.2065 | 99.8009 | 100.5829 | 101.3593 | 102.4282
KTS | Entire | 66 | MVA | 397.1453 | 407.588 | 414.8764 | 421.5211 | 424.0225 | 426.4508 | 430.1563 | 433.6394 | 436.6469 | 440.3556 | 444.1246 | 448.9445
KTS_East | Split Bus | 66 | MW | 225.4825 | 225.5718 | 228.2251 | 231.0191 | 231.6677 | 232.1207 | 233.1487 | 233.8339 | 233.9559 | 234.4287 | 234.6408 | 235.4386
KTS_East | Split Bus | 66 | MVAr | 57.5296 | 59.6069 | 60.3971 | 61.1888 | 61.4105 | 61.6251 | 62.0964 | 62.3789 | 62.446 | 62.6423 | 62.7848 | 63.1425
KTS_East | Split Bus | 66 | MVA | 232.7058 | 233.3144 | 236.0816 | 238.9851 | 239.6688 | 240.1618 | 241.2763 | 242.0112 | 242.1464 | 242.6538 | 242.8955 | 243.7587
KTS_West | Split Bus | 66 | MW | 162.3263 | 171.5801 | 176.0425 | 179.7321 | 181.522 | 183.428 | 185.9836 | 188.6915 | 191.5201 | 194.6743 | 198.1519 | 202.0549
KTS_West | Split Bus | 66 | MVAr | 28.0785 | 33.7276 | 34.5334 | 35.2162 | 35.5575 | 35.9221 | 36.4022 | 36.9115 | 37.439 | 38.0249 | 38.659 | 39.3703
KTS_West | Split Bus | 66 | MVA | 164.7368 | 174.8636 | 179.3977 | 183.1497 | 184.9718 | 186.9123 | 189.5126 | 192.2679 | 195.1451 | 198.3532 | 201.8878 | 205.8548
LY* | Entire | 66 | MW | 29.8 | 29.5914 | 29.5914 | 29.5914 | 29.5914 | 29.5914 | 29.5914 | 29.5914 | 29.5914 | 29.5914 | 29.5914 | 29.5914
LY* | Entire | 66 | MVAr | 16.12 | 6.7796 | 6.7796 | 6.7796 | 6.7796 | 6.7796 | 6.7796 | 6.7796 | 6.7796 | 6.7796 | 6.7796 | 6.7796
LY* | Entire | 66 | MVA | 33.8806 | 30.3581 | 30.3581 | 30.3581 | 30.3581 | 30.3581 | 30.3581 | 30.3581 | 30.3581 | 30.3581 | 30.3581 | 30.3581
MBTS | Entire | 66 | MW | 46.16 | 43.6692 | 43.6692 | 43.6692 | 43.6354 | 43.5998 | 43.6075 | 43.6368 | 43.3637 | 43.2553 | 43.4857 | 43.4628
MBTS | Entire | 66 | MVAr | 1.28 | -1.1784 | -1.1784 | -1.1784 | -1.1774 | -1.1765 | -1.1767 | -1.1775 | -1.1701 | -1.1672 | -1.1734 | -1.1728
MBTS | Entire | 66 | MVA | 46.1777 | 43.6851 | 43.6851 | 43.6851 | 43.6512 | 43.6157 | 43.6234 | 43.6527 | 43.3795 | 43.271 | 43.5016 | 43.4787
MTS | Entire | 22 | MW | 30.5881 | 31.4833 | 31.4591 | 31.3854 | 31.2884 | 31.2785 | 31.3091 | 31.3675 | 31.4214 | 31.4734 | 31.5246 | 31.5759
MTS | Entire | 22 | MVAr | 3.4622 | 3.6229 | 3.6201 | 3.6116 | 3.6005 | 3.5993 | 3.6029 | 3.6096 | 3.6158 | 3.6218 | 3.6277 | 3.6336
MTS | Entire | 22 | MVA | 30.2885 | 31.6911 | 31.6667 | 31.5925 | 31.4949 | 31.485 | 31.5157 | 31.5745 | 31.6287 | 31.6811 | 31.7327 | 31.7843
MTS | Entire | 66 | MW | 120.4027 | 126.9344 | 127.6677 | 127.9572 | 127.9765 | 128.623 | 129.9449 | 131.3151 | 132.6178 | 133.8625 | 135.0783 | 136.3051
MTS | Entire | 66 | MVAr | 6.0824 | 6.1884 | 6.2242 | 6.2383 | 6.2393 | 6.2708 | 6.3352 | 6.402 | 6.4655 | 6.5262 | 6.5855 | 6.6453
MTS | Entire | 66 | MVA | 124.9066 | 127.0852 | 127.8194 | 128.1092 | 128.1285 | 128.7758 | 130.0993 | 131.4711 | 132.7753 | 134.0215 | 135.2387 | 136.467
MTS6622 | Entire | 66 | MW | 150.0549 | 156.8512 | 159.0694 | 159.2631 | 159.1645 | 159.7861 | 161.1189 | 162.5222 | 163.852 | 165.1314 | 166.3767 | 167.6315
MTS6622 | Entire | 66 | MVAr | 9.3727 | 9.5517 | 9.6867 | 9.6985 | 9.6925 | 9.7304 | 9.8116 | 9.897 | 9.978 | 10.0559 | 10.1317 | 10.2081
MTS6622 | Entire | 66 | MVA | 154.1935 | 157.1417 | 159.3641 | 159.5581 | 159.4593 | 160.0821 | 161.4173 | 162.8233 | 164.1555 | 165.4373 | 166.6849 | 167.942
MWTS | Entire | 66 | MW | 349.88 | 351.7691 | 351.7691 | 351.7691 | 351.4966 | 351.2104 | 351.2724 | 351.5085 | 349.3084 | 348.4351 | 350.2913 | 350.107
MWTS | Entire | 66 | MVAr | 44.08 | 9.1313 | 9.1313 | 9.1313 | 9.1242 | 9.1168 | 9.1184 | 9.1245 | 9.0674 | 9.0447 | 9.0929 | 9.0881
MWTS | Entire | 66 | MVA | 352.6458 | 351.8876 | 351.8876 | 351.8876 | 351.615 | 351.3287 | 351.3908 | 351.6269 | 349.4261 | 348.5525 | 350.4093 | 350.2249
RCTS | Entire | 22 | MW | 22.4 | 22 | 22.3 | 22.8 | 22.8 | 23 | 23.3 | 23.6 | 23.8 | 24 | 24.1 | 24.5
RCTS | Entire | 22 | MVAr | 3.3 | 3.2 | 3.3 | 3.3 | 3.3 | 3.4 | 3.4 | 3.5 | 3.5 | 3.5 | 3.5 | 3.6
RCTS | Entire | 22 | MVA | 22.6418 | 22.2 | 22.6 | 23 | 23 | 23.3 | 23.6 | 23.8 | 24 | 24.2 | 24.3 | 24.8
RCTS | Entire | 66 | MW | 90.3 | 80.3 | 90.6 | 91.7 | 92.3 | 93.6 | 95.1 | 95.6 | 96.1 | 97.3 | 98.2 | 89.8
RCTS | Entire | 66 | MVAr | 3.3 | 2.9 | 3.3 | 3.3 | 3.3 | 3.4 | 3.4 | 3.5 | 3.5 | 3.5 | 3.6 | 3.3
RCTS | Entire | 66 | MVA | 90.4 | 80.4 | 90.6 | 91.8 | 92.3 | 93.6 | 95.2 | 95.7 | 96.2 | 97.4 | 98.3 | 89.9
RTS | Entire | 22 | MW | 34.2 | 55.8 | 58 | 59.1 | 59.8 | 60.5 | 61 | 41.7 | 42.1 | 42.6 | 43.2 | 43.7
RTS | Entire | 22 | MVAr | 2.6 | 4.2 | 4.4 | 4.4 | 4.5 | 4.5 | 4.6 | 3.1 | 3.2 | 3.2 | 3.2 | 3.3
RTS | Entire | 22 | MVA | 34.2865 | 56 | 58.2 | 59.3 | 60 | 60.7 | 61.2 | 41.8 | 42.2 | 42.7 | 43.3 | 43.8
RTS | Entire | 66 | MW | 396.213 | 439.5 | 451.4 | 377.8 | 384.4 | 389.6 | 396.7 | 403.2 | 407.8 | 412.7 | 418.8 | 423.5
RTS | Entire | 66 | MVAr | 44.9334 | 28.4 | 29.2 | 24.7 | 25.1 | 25.4 | 25.8 | 26.3 | 26.6 | 26.9 | 27.3 | 27.6
RTS | Entire | 66 | MVA | 398.7527 | 440.4 | 452.3 | 378.6 | 385.2 | 390.4 | 397.5 | 404 | 408.7 | 413.6 | 419.7 | 424.4
RTS12 | Split Bus | 66 | MW | 227.95 | 235.963 | 242.5426 | 249.9972 | 255.5474 | 258.9998 | 264.0864 | 268.8007 | 272.1841 | 275.2853 | 279.1873 | 281.9942
RTS12 | Split Bus | 66 | MVAr | 15.86 | 16.4175 | 17.9171 | 18.3548 | 18.7569 | 19.0113 | 19.3124 | 19.7642 | 19.9027 | 20.1192 | 20.3474 | 20.6288
RTS12 | Split Bus | 66 | MVA | 228.5011 | 236.5334 | 243.2035 | 250.6701 | 256.2348 | 259.6966 | 264.7916 | 269.5263 | 272.9108 | 276.0195 | 279.9278 | 282.7477
RTS34 | Split Bus | 66 | MW | 139.66 | 158.1699 | 163.184 | 81.8878 | 82.7787 | 84.0051 | 85.4947 | 86.6352 | 87.3039 | 88.5263 | 90.1851 | 91.4274
RTS34 | Split Bus | 66 | MVAr | 8.26 | 9.3547 | 10.1163 | 5.0764 | 5.306 | 5.3572 | 5.4523 | 5.5121 | 5.5369 | 5.643 | 5.7398 | 5.7964
RTS34 | Split Bus | 66 | MVA | 139.904 | 158.4463 | 163.4973 | 82.045 | 82.9486 | 84.1758 | 85.6684 | 86.8103 | 87.4793 | 88.706 | 90.3675 | 91.611
RWTS | Entire | 66 | MW | 342.8843 | 330.8196 | 329.2689 | 327.154 | 325.8178 | 324.9603 | 325.3349 | 325.8641 | 324.6166 | 324.2753 | 325.8468 | 325.4935
RWTS | Entire | 66 | MVAr | 53.9646 | 60.1332 | 59.8762 | 59.5467 | 59.3367 | 59.1851 | 59.216 | 59.2806 | 58.9828 | 58.877 | 59.171 | 59.0908
RWTS | Entire | 66 | MVA | 347.1049 | 336.2404 | 334.6687 | 332.5291 | 331.1769 | 330.3061 | 330.6801 | 331.2123 | 329.9317 | 329.577 | 331.1757 | 330.8137
RWTS13 | Split Bus | 66 | MW | 238.2043 | 193.24 | 193.4986 | 193.496 | 193.2636 | 193.292 | 193.8203 | 194.3508 | 193.9891 | 194.0414 | 194.9963 | 195.2453
RWTS13 | Split Bus | 66 | MVAr | 37.0446 | 38.6875 | 38.7126 | 38.7124 | 38.6744 | 38.6609 | 38.7157 | 38.7806 | 38.6208 | 38.5764 | 38.7743 | 38.788
RWTS13 | Split Bus | 66 | MVA | 241.0676 | 197.0747 | 197.3332 | 197.3306 | 197.0952 | 197.1204 | 197.6492 | 198.1821 | 197.7962 | 197.8388 | 198.814 | 199.0608
RWTS22 | Entire | 22 | MW | 66.2602 | 63.5611 | 63.8461 | 64.0143 | 64.1093 | 64.4587 | 64.8438 | 65.4816 | 65.8606 | 66.3516 | 67.0049 | 67.4244
RWTS22 | Entire | 22 | MVAr | 3.0119 | 6.5591 | 6.5877 | 6.6015 | 6.6072 | 6.6451 | 6.686 | 6.7582 | 6.8083 | 6.8667 | 6.9336 | 6.9798
RWTS22 | Entire | 22 | MVA | 66.3287 | 63.8986 | 64.1851 | 64.3538 | 64.4489 | 64.8003 | 65.1876 | 65.8294 | 66.2116 | 66.706 | 67.3626 | 67.7847
RWTS24 | Split Bus | 66 | MW | 140.36 | 137.5796 | 135.7702 | 133.658 | 132.5542 | 131.6683 | 131.5146 | 131.5133 | 130.6275 | 130.234 | 130.8505 | 130.2482
RWTS24 | Split Bus | 66 | MVAr | 35.8 | 21.4457 | 21.1636 | 20.8344 | 20.6623 | 20.5242 | 20.5003 | 20.5001 | 20.362 | 20.3006 | 20.3967 | 20.3029
RWTS24 | Split Bus | 66 | MVA | 144.8536 | 139.241 | 137.4098 | 135.2721 | 134.155 | 133.2584 | 133.1028 | 133.1014 | 132.205 | 131.8067 | 132.4307 | 131.8211
SHTS | Entire | 66 | MW | 192.6 | 191.3 | 198.2 | 202.9 | 203.6 | 205.7 | 208.9 | 209.9 | 211.9 | 214.1 | 216.2 | 219.8
SHTS | Entire | 66 | MVAr | 12.1 | 12.1 | 12.5 | 12.8 | 12.8 | 13 | 13.2 | 13.2 | 13.4 | 13.5 | 13.6 | 13.9
SHTS | Entire | 66 | MVA | 192.9797 | 191.7 | 198.6 | 203.3 | 204 | 206.1 | 209.3 | 210.3 | 212.3 | 214.5 | 216.6 | 220.2
SMTS | Entire | 66 | MW | 233.4842 | 240.376 | 245.4065 | 250.5657 | 254.1263 | 257.0236 | 259.7578 | 262.845 | 264.5893 | 267.117 | 271.0809 | 274.0114
SMTS | Entire | 66 | MVAr | 24.903 | 65.1963 | 66.0586 | 66.9358 | 67.653 | 68.3191 | 69.024 | 69.7861 | 70.1051 | 70.6732 | 71.7486 | 72.4571
SMTS | Entire | 66 | MVA | 234.8085 | 249.0605 | 254.1418 | 259.3523 | 262.9774 | 265.9485 | 268.772 | 271.9515 | 273.7193 | 276.3081 | 280.4152 | 283.4295
SVTS | Entire | 66 | MW | 304.7194 | 317.6777 | 318.8215 | 319.1342 | 319.1341 | 320.2973 | 322.7121 | 324.9118 | 326.8867 | 328.6464 | 330.3084 | 331.8199
SVTS | Entire | 66 | MVAr | 47.5719 | 48.4632 | 48.6167 | 48.6269 | 48.5868 | 48.7234 | 49.0708 | 49.3837 | 49.6705 | 49.9228 | 50.1494 | 50.3719
SVTS | Entire | 66 | MVA | 308.4105 | 321.3531 | 322.507 | 322.8176 | 322.8114 | 323.982 | 326.4216 | 328.6433 | 330.6389 | 332.4166 | 334.0937 | 335.6215
SVTS12 | Split Bus | 66 | MW | 176.6264 | 193.6233 | 194.2138 | 194.2138 | 194.0106 | 194.5122 | 195.8774 | 197.1029 | 198.2332 | 199.2237 | 200.1 | 200.9801
SVTS12 | Split Bus | 66 | MVAr | 24.226 | 34.8815 | 34.9878 | 34.9878 | 34.9512 | 35.0416 | 35.2875 | 35.5083 | 35.7119 | 35.8904 | 36.0483 | 36.2068
SVTS12 | Split Bus | 66 | MVA | 178.2801 | 196.7401 | 197.3402 | 197.3402 | 197.1337 | 197.6434 | 199.0306 | 200.2758 | 201.4243 | 202.4308 | 203.3212 | 204.2154
SVTS34 | Split Bus | 66 | MW | 131.7171 | 143.9618 | 144.6246 | 145.0246 | 145.2998 | 146.108 | 147.3468 | 148.4997 | 149.4941 | 150.4027 | 151.3411 | 152.0819
SVTS34 | Split Bus | 66 | MVAr | 17.6744 | 13.769 | 13.8183 | 13.8313 | 13.8307 | 13.8805 | 13.9848 | 14.0798 | 14.1652 | 14.2412 | 14.3128 | 14.3782
SVTS34 | Split Bus | 66 | MVA | 132.8976 | 144.6188 | 145.2833 | 145.6827 | 145.9566 | 146.7658 | 148.0089 | 149.1657 | 150.1637 | 151.0755 | 152.0164 | 152.76
TBTS | Entire | 66 | MW | 192.4393 | 198.927 | 201.0465 | 202.8592 | 204.7773 | 207.3188 | 210.3686 | 213.5047 | 216.5161 | 219.4987 | 222.4526 | 225.4463
TBTS | Entire | 66 | MVAr | 27.4596 | 27.9161 | 28.2135 | 28.4679 | 28.7371 | 29.0937 | 29.5217 | 29.9618 | 30.3844 | 30.803 | 31.2175 | 31.6376
TBTS | Entire | 66 | MVA | 197.5911 | 200.8763 | 203.0165 | 204.8469 | 206.7838 | 209.3502 | 212.4299 | 215.5967 | 218.6377 | 221.6496 | 224.6324 | 227.6554
TGTS | Entire | 66 | MW | 167.1913 | 145.7 | 148 | 148.9 | 149.5 | 149.9 | 151.3 | 151.1 | 152.4 | 152.9 | 153 | 155.1
TGTS | Entire | 66 | MVAr | 10.11 | 8.8 | 8.9 | 9 | 9 | 9.1 | 9.1 | 9.1 | 9.2 | 9.2 | 9.3 | 9.4
TGTS | Entire | 66 | MVA | 167.4967 | 145.9 | 148.3 | 149.1 | 149.8 | 150.1 | 151.5 | 151.4 | 152.7 | 153.2 | 153.3 | 155.4
TSTS | Entire | 66 | MW | 234.1047 | 244.2784 | 245.0036 | 246.6705 | 247.6433 | 248.9457 | 250.6052 | 252.4279 | 253.4718 | 254.4479 | 255.7491 | 256.8288
TSTS | Entire | 66 | MVAr | 37.7096 | 40.7364 | 40.9746 | 41.4158 | 41.6762 | 41.9415 | 42.2311 | 42.5557 | 42.728 | 42.8861 | 43.1065 | 43.2936
TSTS | Entire | 66 | MVA | 237.1224 | 247.6518 | 248.4063 | 250.1232 | 251.1256 | 252.454 | 254.1386 | 255.9899 | 257.048 | 258.0367 | 259.3565 | 260.4523
TTS | Entire | 66 | MW | 376.7888 | 385.2261 | 387.929 | 389.089 | 388.8585 | 387.1988 | 385.9783 | 386.3003 | 385.916 | 385.9944 | 386.1853 | 386.2159
TTS | Entire | 66 | MVAr | 86.0978 | 113.0493 | 113.8791 | 113.0892 | 113.1094 | 112.6905 | 112.368 | 112.4845 | 112.4262 | 112.4857 | 112.5314 | 112.5629
TTS | Entire | 66 | MVA | 387.1335 | 401.4714 | 404.2986 | 405.1906 | 404.9749 | 403.2643 | 402.0023 | 402.3439 | 401.9588 | 402.0506 | 402.2467 | 402.2849
TTS12 | Split Bus | 66 | MW | 172.7933 | 178.0913 | 179.1018 | 195.2911 | 194.075 | 192.3478 | 191.2327 | 191.1277 | 190.4216 | 190.0835 | 190.1806 | 189.9338
TTS12 | Split Bus | 66 | MVAr | 32.2819 | 43.1976 | 43.4586 | 47.7164 | 47.4065 | 46.966 | 46.6794 | 46.6526 | 46.4879 | 46.4082 | 46.4215 | 46.3601
TTS12 | Split Bus | 66 | MVA | 176.1588 | 183.2554 | 184.299 | 201.036 | 199.7811 | 197.9987 | 196.8475 | 196.7391 | 196.0141 | 195.6667 | 195.7642 | 195.5099
TTS34 | Split Bus | 66 | MW | 203.9955 | 209.7546 | 211.4505 | 196.4193 | 197.3973 | 197.4545 | 197.3439 | 197.7702 | 198.077 | 198.4868 | 198.589 | 198.8639
TTS34 | Split Bus | 66 | MVAr | 53.816 | 70.4458 | 71.0153 | 65.9671 | 66.2956 | 66.3148 | 66.2776 | 66.4208 | 66.5238 | 66.6615 | 66.6958 | 66.7881
TTS34 | Split Bus | 66 | MVA | 210.9747 | 221.2682 | 223.0572 | 207.2008 | 208.2326 | 208.2929 | 208.1762 | 208.6259 | 208.9495 | 209.3818 | 209.4897 | 209.7796
WETS | Entire | 66 | MW | 27.6 | 23 | 22.8 | 22.6 | 22.5 | 22.3 | 22.3 | 22 | 21.6 | 21.7 | 21.4 | 21.5
WETS | Entire | 66 | MVAr | -4.9 | -4.1 | -4.1 | -4.1 | -4 | -4 | -4 | -3.9 | -3.9 | -3.9 | -3.8 | -3.9
WETS | Entire | 66 | MVA | 28 | 23.4 | 23.2 | 23 | 22.9 | 22.6 | 22.6 | 22.3 | 21.9 | 22 | 21.7 | 21.9
WMTS | Entire | 22 | MW | 49 | 68.2 | 66.3 | 21.2 | 18.8 | 19 | 19 | 0 | 0 | 0 | 0 | 0
WMTS | Entire | 22 | MVAr | 10 | 14.5 | 14.1 | 4.5 | 4 | 4 | 4 | 0 | 0 | 0 | 0 | 0
WMTS | Entire | 22 | MVA | 50.01 | 69.7 | 67.8 | 21.6 | 19.2 | 19.4 | 19.4 | 0 | 0 | 0 | 0 | 0
WMTS | Entire | 66 | MW | 211.72 | 234.9 | 261.3 | 295.1 | 309 | 316.1 | 328 | 333.1 | 335.6 | 338.4 | 341.5 | 344.4
WMTS | Entire | 66 | MVAr | 33.17 | 43 | 47.9 | 53.1 | 54.4 | 53.2 | 54.1 | 54.7 | 55.1 | 55.6 | 56.1 | 56.6
WMTS | Entire | 66 | MVA | 214.3026 | 238.8 | 265.7 | 299.9 | 313.8 | 320.5 | 332.4 | 337.6 | 340.1 | 342.9 | 346.1 | 349
WOTS | Entire | 66 | MW | 40.12 | 40.5921 | 40.5921 | 40.5921 | 40.5606 | 40.5276 | 40.5348 | 40.562 | 40.3081 | 40.2074 | 40.4215 | 40.4003
WOTS | Entire | 66 | MVAr | 2.92 | 0.69363 | 0.69363 | 0.69363 | 0.69309 | 0.69253 | 0.69265 | 0.69311 | 0.68878 | 0.68705 | 0.69071 | 0.69035
WOTS | Entire | 66 | MVA | 40.2261 | 40.598 | 40.598 | 40.598 | 40.5666 | 40.5335 | 40.5407 | 40.5679 | 40.314 | 40.2132 | 40.4274 | 40.4062
WOTS22 | Entire | 22 | MW | 26.84 | 28.5074 | 28.4967 | 28.491 | 28.4676 | 28.444 | 28.4481 | 28.4664 | 28.2872 | 28.2155 | 28.3648 | 28.3483
WOTS22 | Entire | 22 | MVAr | 0.72 | 3.4912 | 3.4899 | 3.4892 | 3.4864 | 3.4835 | 3.484 | 3.4862 | 3.4643 | 3.4555 | 3.4738 | 3.4718
WOTS22 | Entire | 22 | MVA | 26.8497 | 28.7203 | 28.7096 | 28.7039 | 28.6803 | 28.6565 | 28.6606 | 28.679 | 28.4986 | 28.4263 | 28.5767 | 28.5601
YPS | Entire | 11 | MW | 3.56 | 0.5569 | 0.55746 | 0.55747 | 0.55073 | 0.54444 | 0.53811 | 0.53188 | 0.52903 | 0.52636 | 0.52371 | 0.51964
YPS | Entire | 11 | MVAr | 2.12 | -1.0384 | -1.0395 | -1.0395 | -1.0269 | -1.0152 | -1.0034 | -0.99176 | -0.98645 | -0.98147 | -0.97653 | -0.96894
YPS | Entire | 11 | MVA | 4.1434 | 1.1783 | 1.1795 | 1.1795 | 1.1653 | 1.152 | 1.1386 | 1.1254 | 1.1194 | 1.1137 | 1.1081 | 1.0995
Note 1: Note that this is the observed actual and have not been weather normalised.