## Introduction
In December 2018, AER made a final determination on a new Transmission Annual Planning Report (TAPR) Guideline, requiring TNSPs to publish specified information on emerging transmission line and terminal station limitations.
The "Summary of Transmission connection point (TCP) data" spreadsheet provides information on a selected set of transmission terminal stations associated with Declared Shared Network(DSN) transformer emerging limitations and connection asset limitations.
The DSN transformer emerging limitations were selected based on AEMO’s VAPR and RIT-T reports, and the connection asset limitations were selected based on the 2018 Transmission Connection Planning report (TCPR), produced jointly by the Victorian Electricity Distribution Businesses. As AEMO's RIT-T projects are still works in progress, the information provided is subject to changes.
The general criteria for selecting the existing assets to be included in the data reporting are:
• For DSN assets, they are associated with both load and generation driven emerging limitations for which AEMO has yet to finalise the preferred option to address.
• For connection assets , their augmentations are required in the near future according to the 2018 TCPR.
For connection assets, the information is purely based on that available in the 2018 TCPR. AEMO has noted that some Victorian DNSPs may use their own connection point demand forecast, which is different from AEMO’s connection point demand forecast
In addition to the information on emerging limitations specified in the TAPR guideline, The "Summary of TCP data sheet" also includes information related to terminal stations with monitored limitations, and other terminal stations in Vic.
The information on monitored limitations includes:
• Constrained connection point ID
• Constraint primary driver
• Constraint investment type
• Constrained connection point location
• Voltage level
• Preferred investment— Description
• Preferred investment — Capital cost (if available)
• Preferred investment— Cost accuracy (if available)
• Maximum fault level
The information on other terminal stations not associated with any limitation includes terminal station location, voltage level and maximum fault level at the high voltage side.

## Summary of TCP data
Region | Limitation Type | Constrained connection point ID | Constraint primary driver | Constraint investment type | Constrained connection point location | Annual energy and peak demand of residential customers affected | Annual energy and peak demand of industrial customers affected | Annual energy and peak demand of commercial customers affected | Forecast 10% and 50% Probability of Exceedance (POE) peak demand on maximum demand day | Maximum demand on minimum demand day | Forecast daily demand profile on maximum demand day | Forecast daily demand profile on minimum demand day | Voltage level | Forecast maximum load at risk per year | Connection point load duration curve data | Preferred investment— Description | Preferred investment — Capital cost | Preferred investment — Annual network operating cost | Preferred investment— Cost accuracy | Preferred investment— Proposed timing | Demand reduction required to defer investment by 1 year | Annual deferral value | Load transfer capacity | Historic load trace | Historic connection point rating | Limitation asset | Unplanned outages | Maximum fault level | Annual economic cost of constraint | VCR | Annual expected unserved energy
Greater Melourne & Geelong | Emerging | Altona West terminal station | Customer load at risk (market benefit) | Augmentation | 37.839oS, 144.789oE | See "Altona West additional data spreadsheet" | See "Altona West additional data spreadsheet" | See "Altona West additional data spreadsheet" | See "Altona West additional data spreadsheet" | 80.37 | See "Altona West additional data spreadsheet" | See "Altona West additional data spreadsheet" | 66kV | See "Altona West additional data spreadsheet" | See "Altona West additional data spreadsheet" | Install additional transformation capacity and reconfigure 66 kV exits | $18M | $0.92M | +/-50% | 2025 | 9 MW | 173630 | 10.4 MVA | See "Altona West additional data spreadsheet" | 158 MW (summer) | No B3 and B4 220/55/11kV transformers | See "Altona West additional data spreadsheet" | 18kA (66kV) | $1.21M in 2025 | $37,940/MWh | 27.3 MWh in 2025
| Emerging | Cranbourne terminal station | Customer load at risk (market benefit) | Augmentation | 38.085oS, 145.265oE | Unavailable from TCPR | Unavailable from TCPR | Unavailable from TCPR | See "Cranbourne MD forecast spreadseet" | Unavailable from TCPR | Unavailable from TCPR | Unavailable from TCPR | 66kV | Unavailable from TCPR | Unavailable from TCPR | 4th 150MVA transformer | $20M | Unavailable from TCPR | Unavailable from TCPR | 2021 | 10MW (50th percentile) | Unavailable from TCPR | Unavailable from TCPR | Unavailable from TCPR | 359MVA | Unavailable from TCPR | Unavailable from TCPR | 22kA (66kV) | $4.11M in 2021 | $37,748/MWh | 109.1MWh in 2021
| Emerging | South Morang terminal station | Constraint on lower marginal price generation Vic to NSW export (market benefit) | Augmentation | 37.645oS, 145.078oE | Not applicable | Not applicable | Not applicable | Not applicable | Not applicable | Not applicable | Not applicable | 500/330kV | Nil | Not applicable | Install additional transformation capacity | $25M | $0.5M | 30% | 2021 | Not applicable | $1.5M | Not applicable | Not applicable | 1,000MVA | SMTS 500/330kV F2 transformer | See "Historical SMTS F2 unplanned outages" spreadsheet | 22kA (500kV) 21kA (330kV) | $1.5M in 2021 | Not applicable | Not applicable
| Monitored | South Morang terminal station | Increased demand in Metropolitan Melbourne and/or increased import from NSW. | Augmentation | 37.644⁰ S 145.078⁰ E | [7 empty] | 330/220kV |  |  | Replace the existing transformer with a higher rated unit in conjunction with SP AusNet’s asset replacement program. | Not available |  | Not available | [8 empty] | 21kA (330kV)
| Monitored | Cranbourne terminal station | Increased demand around the Eastern Melbourne Metropolitan area. | Augmentation | 38.085oS, 145.265oE | [7 empty] | 500/220kV |  |  | Install additional transformation capacity | $25M |  | 50% | [8 empty] | 17kA (500kV)
| Monitored | Rowville terminal station | Increased demand in Eastern Metropolitan Melbourne. | Augmentation | 37.928⁰ S 145.226⁰ E | [7 empty] | 500/220kV |  |  | Install additional transformation capacity | $25M |  | 50% | [8 empty] | 20kA (500kV)
South - West Corridor | Monitored | Moorabool terminal station | Large-scale new generation in western Victoria area | Augmentation | 38.037⁰ S 144.296⁰ E | [7 empty] | 500/220kV |  |  | Install additional transformation capacity | $25M |  | 50% | [8 empty] | 16kA (500kV)
Northern Corridor | Monitored | Dederang terminal station | High imports from NSW and Murray generation (with the DBUSS transformer control scheme being active). | Augmentation | 36.454⁰ S 146.992⁰ E | [7 empty] | 330/220kV |  |  | Install additional transformation capacity | $14.6M |  | 50% | [8 empty] | 17kA (330kV)
Eastern Corridor |  | Hazelwood terminal station |  |  | 38.281⁰ S 146.428⁰ E | [7 empty] | 500kV | [14 empty] | 27kA
|  | Jeeralang terminal station |  |  | 38.275⁰ S 146.425⁰ E | [7 empty] | 220kV | [14 empty] | 33kA
|  | Morwell terminal station |  |  | 38.259⁰ S 146.421⁰ E | [7 empty] | 220kV | [14 empty] | 20kA
|  | Yallourn terminal station |  |  | 38.177⁰ S 146.344⁰ E | [7 empty] | 220kV | [14 empty] | 26kA
South - West Corridor |  | Heywood terminal station |  |  | 38.182⁰ S 141.638⁰ E | [7 empty] | 500kV | [14 empty] | 10kA
|  | Mortlake terminal station |  |  | 38.062⁰ S 142.67⁰ E | [7 empty] | 500kV | [14 empty] | 10kA
|  | Tarrone terminal station |  |  | 38.179⁰ S 142.181⁰ E | [7 empty] | 500kV | [14 empty] | 8kA
Northern Corridor |  | Wodonga terminal station |  |  | 36.155⁰ S 146.95⁰ E | [7 empty] | 330kV | [14 empty] | 10kA
|  | Mt Beauty terminal station |  |  | 36.743⁰ S 147.165⁰ E | [7 empty] | 220kV | [14 empty] | 15kA
|  | Eildon terminal station |  |  | 37.224⁰ S 145.921⁰ E | [7 empty] | 220kV | [14 empty] | 10kA
|  | Dartmouth terminal station |  |  | 36.556⁰ S 147.521⁰ E | [7 empty] | 220kV | [14 empty] | 7kA
|  | Mckay Creek terminal station |  |  | 36.858⁰ S 147.235⁰ E | [7 empty] | 220kV | [14 empty] | 10kA
|  | West Kiewa terminal station |  |  | 36.759⁰ S 147.186⁰ E | [7 empty] | 220kV | [14 empty] | 13kA
|  | Bogong terminal station |  |  | 36.805⁰ S 147.229⁰ E | [7 empty] | 220kV | [14 empty] | 12kA
Greater Melourne & Geelong |  | East Rowville terminal station |  |  | 37.941⁰ S 145.236⁰ E | [7 empty] | 220kV | [14 empty] | 32kA
|  | Tyabb terminal station |  |  | 38.268⁰ S 145.201⁰ E | [7 empty] | 220kV | [14 empty] | 16kA
|  | Western Port terminal station |  |  | 38.283⁰ S 145.208⁰ E | [7 empty] | 220kV | [14 empty] | 12kA
|  | Malvern terminal station |  |  | 37.878⁰ S 145.084⁰ E | [7 empty] | 220kV | [14 empty] | 17kA
|  | Springvale terminal station |  |  | 37.928⁰ S 145.146⁰ E | [7 empty] | 220kV | [14 empty] | 22kA
|  | Heatherton terminal station |  |  | 37.941⁰ S 145.078⁰ E | [7 empty] | 220kV | [14 empty] | 17kA
|  | Ringwood terminal station |  |  | 37.821⁰ S 145.216⁰ E | [7 empty] | 220kV | [14 empty] | 22kA
|  | Templestowe terminal station |  |  | 37.749⁰ S 145.171⁰ E | [7 empty] | 220kV | [14 empty] | 22kA
|  | Thomastown terminal station |  |  | 37.693⁰ S 145.01⁰ E | [7 empty] | 220kV | [14 empty] | 29kA
|  | Richmond terminal station |  |  | 37.831⁰ S 145.002⁰ E | [7 empty] | 220kV | [14 empty] | 26kA
|  | Brunswick terminal station |  |  | 37.773⁰ S 144.985⁰ E | [7 empty] | 220kV | [14 empty] | 28kA
|  | Keilor terminal station |  |  | 37.738⁰ S 144.846⁰ E | [7 empty] | 500kV | [14 empty] | 19kA
|  | West Melbourne terminal station |  |  | 37.8⁰ S 144.935⁰ E | [7 empty] | 220kV | [14 empty] | 27kA
|  | Fishermans Bend terminal station |  |  | 37.825⁰ S 144.929⁰ E | [7 empty] | 220kV | [14 empty] | 27kA
|  | Brooklyn terminal station |  |  | 37.826⁰ S 144.86⁰ E | [7 empty] | 220kV | [14 empty] | 24kA
|  | Newport terminal station |  |  | 37.841⁰ S 144.894⁰ E | [7 empty] | 220kV | [14 empty] | 23kA
|  | Laverton North terminal station |  |  | 37.842⁰ S 144.789⁰ E | [7 empty] | 220kV | [14 empty] | Not available
|  | Geelong terminal station |  |  | 38.083⁰ S 144.339⁰ E | [7 empty] | 220kV | [14 empty] | 24kA
|  | Deer Park terminal station |  |  | 37.778⁰ S 144.735⁰ E | [7 empty] | 220kV | [14 empty] | 16kA
Regional Victoria |  | Glenrowan terminal station |  |  | 36.494⁰ S 146.075⁰ E | [7 empty] | 220kV | [14 empty] | 9kA
|  | Shepparton terminal station |  |  | 36.353⁰ S 145.365⁰ E | [7 empty] | 220kV | [14 empty] | 7kA
|  | Fosterville terminal station |  |  | 36.738⁰ S 144.511⁰ E | [7 empty] | 220kV | [14 empty] | 5kA
|  | Bendigo terminal station |  |  | 36.796⁰ S 144.252⁰ E | [7 empty] | 220kV | [14 empty] | 6kA
|  | Ballarat terminal station |  |  | 37.567⁰ S 143.921⁰ E | [7 empty] | 220kV | [14 empty] | 16kA
|  | Terang terminal station |  |  | 38.256⁰ S 142.925⁰ E | [7 empty] | 220kV | [14 empty] | 6kA
|  | Waubra terminal station |  |  | 37.356⁰ S 143.606⁰ E | [7 empty] | 220kV | [14 empty] | 9kA
|  | Horsham terminal station |  |  | 36.731⁰ S 142.246⁰ E | [7 empty] | 220kV | [14 empty] | 4kA
|  | Red Cliffs terminal station |  |  | 34.275⁰ S 142.2⁰ E | [7 empty] | 220kV | [14 empty] | 5kA
|  | Wemen terminal station |  |  | 34.791⁰ S 142.522⁰ E | [7 empty] | 220kV | [14 empty] | 3kA
|  | Kerang terminal station |  |  | 35.782⁰ S 143.945⁰ E | [7 empty] | 220kV | [14 empty] | 4kA
|  | Ararat terminal station |  |  | 37.164⁰ S 143.245⁰ E | [7 empty] | 220kV | [14 empty] | 7kA
|  | Elaine terminal station |  |  | 37.731⁰ S 144.012⁰ E | [7 empty] | 220kV | [14 empty] | 16kA
|  | Bulgana terminal station |  |  | 37.037⁰ S 142.984⁰ E | [7 empty] | 220kV | [14 empty] | 6kA
|  | Crowlands terminal station |  |  | 37.121⁰ S 143.154⁰ E | [7 empty] | 220kV | [14 empty] | Not available
|  | Murra Warra terminal station |  |  | 36.455⁰ S 142.321⁰ E | [7 empty] | 220kV | [14 empty] | Not available
Maximum fault levels are the maximum of three phase and single phase to ground fault levels, at the low voltage side of constrained transformers, for the next 5 years, taken from AEMO's Annual Fault Level Review report.
South Morang project annual deferral value is present value of a one year deferment of project cost, using 6% pa discount rate.
Altona West and Cranbourne Annual expected unserved energy is the weighted average of 10th (30% weight) and 50th (70% weight) percentile expected unserved energies.

## Altona West additional data
ATS-West additional data
Forecast demand, energy at risk and unserved energy
TCPR
Station: ATS West | [5 empty] | 2020 | 2021 | 2022 | 2023 | 2024 | 2025 | 2026 | 2027 | 2028 | 2029
50th percentile Summer Maximum Demand (MVA) | [5 empty] | 228.7971 | 243.2494 | 251.9748 | 251.5369 | 260.9637 | 269.6317 | 275.4909 | 284.2247 | 293.7285 | 302.1227
50th percentile Winter Maximum Demand (MVA) | [5 empty] | 169.7086 | 177.09 | 179.8729 | 183.4648 | 190.6355 | 196.6242 | 201.3454 | 208.2099 | 214.1548 | 220.1911
10th percentile Summer Maximum Demand (MVA) | [5 empty] | 245.9406 | 262.1504 | 270.8349 | 269.4956 | 278.5918 | 288.7039 | 295.6868 | 306.3109 | 314.6661 | 322.1316
10th percentile Winter Maximum Demand (MVA) | [5 empty] | 188.3207 | 196.5466 | 197.9298 | 199.7306 | 208.6233 | 217.7023 | 219.6427 | 231.17 | 233.6757 | 239.6109
N-1 energy at risk at 50% percentile demand (MWh) | [5 empty] | 1346.6517 | 2332.4484 | 3097.5276 | 3056.1211 | 4029.3896 | 5089.7982 | 5935.095 | 7499.0117 | 9607.8361 | 12055.1387
N-1 hours at risk at 50th percentile demand (hours) | [5 empty] | 63 | 92 | 111.75 | 110.5 | 134.25 | 163.5 | 188.5 | 246.25 | 327.25 | 421.75
N-1 energy at risk at 10% percentile demand (MWh) | [5 empty] | 2554.9775 | 4190.7643 | 5256.8399 | 5109.9029 | 6656.5252 | 9134.4239 | 10682.435 | 15329.1934 | 18039.562 | 22057.0074
N-1 hours at risk at 10th percentile demand (hours) | [5 empty] | 98.75 | 142.75 | 168.75 | 169 | 230.75 | 341.75 | 390.75 | 567.75 | 639 | 763.5
Expected Unserved Energy at 50th percentile demand (MWh) | [5 empty] | 5.8355 | 10.1073 | 13.4226 | 13.2432 | 17.4607 | 22.0558 | 25.7187 | 32.4957 | 41.634 | 52.2389
Expected Unserved Energy at 10th percentile demand (MWh) | [5 empty] | 11.0716 | 18.16 | 22.7796 | 22.1429 | 28.8449 | 39.5825 | 46.2906 | 66.4265 | 78.1714 | 95.5804
Expected Unserved Energy value at 50th percentile demand | [5 empty] | $0.22M | $0.38M | $0.51M | $0.50M | $0.66M | $0.84M | $0.98M | $1.23M | $1.58M | $1.98M
Expected Unserved Energy value at 10th percentile demand | [5 empty] | $0.42M | $0.69M | $0.86M | $0.84M | $1.09M | $1.50M | $1.76M | $2.52M | $2.97M | $3.63M
Expected Unserved Energy value using AEMO weighting of 0.7 X 50th precentile value + 0.3 X 10th percentile value | [5 empty] | $0.28M | $0.48M | $0.62M | $0.60M | $0.79M | $1.04M | $1.21M | $1.62M | $2.00M | $2.48M
01/04/18 - 01/04/19 Customer group energy and demand | Energy (MWh) | Demand (MW) |  | Historic load trace | 2009 | 2010 | 2011 | 2012 | 2013 | 2014 | 2015 | 2016 | 2017 | 2018
Residential | 307962.014 | 140.8051 |  | Max Demand (MW) | 198.1 | 195.6 | 186.05 | 189.4 | 214.9 | 228.1134 | 199.8376 | 238.456 | 227.1268 | 216.9
Commercial | 281962.244 | 707.9974
Industrial | 5723.474 | 20.5089
Agricultural | 40852.029 | 1.9204
Total | 636499.761 | N/A
Unplanned outage history
Year | Date | Cause of the outage | Duration (hours) | Consequence
2018 | NIL | NIL | NIL | NIL
2017 | NIL | NIL | NIL | NIL
2016 | NIL | NIL | NIL | NIL
Max demand Day (01/04/18 - 01/04/19) |  |  |  | Min Demand Day (01/04/18 - 01/04/19) | 2014: 01/04/18 - 01/04/19 Load duration curve
Day / Time | MW | MVA |  | Day / Time | 2009: MW; 2010: MVA; 2014: %; 2015: P.U
2019-03-01 00:15 | 93.8116 | 93.8277 |  | 2019-01-06 00:15 | 2009: 59.1952; 2010: 59.5044; 2014: 0.002854%
2019-03-01 00:30 | 90.9195 | 90.9659 |  | 2019-01-06 00:30 | 2009: 57.2402; 2010: 57.6533; 2014: 0.008561%; 2015: 1
2019-03-01 00:45 | 89.2505 | 89.3101 |  | 2019-01-06 00:45 | 2009: 55.7993; 2010: 56.22; 2014: 0.01141%; 2015: 0.99831
2019-03-01 01:00 | 87.7088 | 87.7936 |  | 2019-01-06 01:00 | 2009: 54.4143; 2010: 54.8777; 2014: 0.01427%; 2015: 0.99681
2019-03-01 01:15 | 86.8133 | 86.9256 |  | 2019-01-06 01:15 | 2009: 53.5296; 2010: 54.013; 2014: 0.01712%; 2015: 0.98936
2019-03-01 01:30 | 85.2257 | 85.3838 |  | 2019-01-06 01:30 | 2009: 52.0832; 2010: 52.6482; 2014: 0.01998%; 2015: 0.9882
2019-03-01 01:45 | 84.162 | 84.3432 |  | 2019-01-06 01:45 | 2009: 51.1269; 2010: 51.7456; 2014: 0.02283%; 2015: 0.98117
2019-03-01 02:00 | 83.2238 | 83.4256 |  | 2019-01-06 02:00 | 2009: 51.1493; 2010: 51.7552; 2014: 0.02568%; 2015: 0.97899
2019-03-01 02:15 | 82.5745 | 82.8053 |  | 2019-01-06 02:15 | 2009: 50.7394; 2010: 51.3649; 2014: 0.02854%; 2015: 0.96449
2019-03-01 02:30 | 82.0337 | 82.2886 |  | 2019-01-06 02:30 | 2009: 49.9369; 2010: 50.5877; 2014: 0.03139%; 2015: 0.96179
2019-03-01 02:45 | 81.0385 | 81.3422 |  | 2019-01-06 02:45 | 2009: 49.1933; 2010: 49.7755; 2014: 0.03424%; 2015: 0.95328
2019-03-01 03:00 | 80.474 | 80.8041 |  | 2019-01-06 03:00 | 2009: 49.3131; 2010: 49.9149; 2014: 0.0371%; 2015: 0.95149
2019-03-01 03:15 | 80.5383 | 80.8891 |  | 2019-01-06 03:15 | 2009: 49.3752; 2010: 49.9585; 2014: 0.03995%; 2015: 0.95139
2019-03-01 03:30 | 80.9482 | 81.2687 |  | 2019-01-06 03:30 | 2009: 48.5259; 2010: 49.2015; 2014: 0.04281%; 2015: 0.95004
2019-03-01 03:45 | 81.4679 | 81.7742 |  | 2019-01-06 03:45 | 2009: 48.0995; 2010: 48.6794; 2014: 0.04566%; 2015: 0.94877
2019-03-01 04:00 | 82.4222 | 82.6589 |  | 2019-01-06 04:00 | 2009: 48.5983; 2010: 49.0955; 2014: 0.04851%; 2015: 0.94789
2019-03-01 04:15 | 83.0712 | 83.2778 |  | 2019-01-06 04:15 | 2009: 48.9761; 2010: 49.4719; 2014: 0.05137%; 2015: 0.94766
2019-03-01 04:30 | 84.2868 | 84.4683 |  | 2019-01-06 04:30 | 2009: 49.0527; 2010: 49.5564; 2014: 0.05422%; 2015: 0.94672
2019-03-01 04:45 | 84.8564 | 84.9607 |  | 2019-01-06 04:45 | 2009: 49.4274; 2010: 49.9074; 2014: 0.05707%; 2015: 0.94342
2019-03-01 05:00 | 85.7189 | 85.7976 |  | 2019-01-06 05:00 | 2009: 49.0638; 2010: 49.5664; 2014: 0.05993%; 2015: 0.94209
2019-03-01 05:15 | 89.4915 | 89.5121 |  | 2019-01-06 05:15 | 2009: 48.608; 2010: 49.1977; 2014: 0.06278%; 2015: 0.94055
2019-03-01 05:30 | 92.5024 | 92.5024 |  | 2019-01-06 05:30 | 2009: 48.2186; 2010: 48.9168; 2014: 0.06564%; 2015: 0.94005
2019-03-01 05:45 | 95.4397 | 95.449 |  | 2019-01-06 05:45 | 2009: 47.9122; 2010: 48.6388; 2014: 0.06849%; 2015: 0.93905
2019-03-01 06:00 | 98.4231 | 98.4597 |  | 2019-01-06 06:00 | 2009: 48.6644; 2010: 49.3841; 2014: 0.07134%; 2015: 0.93876
2019-03-01 06:15 | 101.3867 | 101.5028 |  | 2019-01-06 06:15 | 2009: 47.6517; 2010: 48.419; 2014: 0.0742%; 2015: 0.93557
2019-03-01 06:30 | 103.8085 | 103.9645 |  | 2019-01-06 06:30 | 2009: 47.5289; 2010: 48.2794; 2014: 0.07705%; 2015: 0.93351
2019-03-01 06:45 | 105.0238 | 105.1774 |  | 2019-01-06 06:45 | 2009: 46.621; 2010: 47.3835; 2014: 0.0799%; 2015: 0.93199
2019-03-01 07:00 | 106.0732 | 106.2772 |  | 2019-01-06 07:00 | 2009: 46.5353; 2010: 47.2172; 2014: 0.08276%; 2015: 0.93137
2019-03-01 07:15 | 106.9079 | 107.0417 |  | 2019-01-06 07:15 | 2009: 45.6773; 2010: 46.3224; 2014: 0.08561%; 2015: 0.93089
2019-03-01 07:30 | 107.9563 | 108.122 |  | 2019-01-06 07:30 | 2009: 44.4703; 2010: 45.1202; 2014: 0.08847%; 2015: 0.92925
2019-03-01 07:45 | 106.8986 | 107.1079 |  | 2019-01-06 07:45 | 2009: 43.3347; 2010: 43.9356; 2014: 0.09132%; 2015: 0.92839
2019-03-01 08:00 | 108.5759 | 108.894 |  | 2019-01-06 08:00 | 2009: 43.0255; 2010: 43.5098; 2014: 0.09417%; 2015: 0.9275
2019-03-01 08:15 | 112.2036 | 112.6441 |  | 2019-01-06 08:15 | 2009: 41.9655; 2010: 42.4134; 2014: 0.09703%; 2015: 0.92681
2019-03-01 08:30 | 111.6399 | 112.0618 |  | 2019-01-06 08:30 | 2009: 41.0921; 2010: 41.5698; 2014: 0.09988%; 2015: 0.92649
2019-03-01 08:45 | 109.0657 | 109.5455 |  | 2019-01-06 08:45 | 2009: 43.074; 2010: 43.2828; 2014: 0.1027%; 2015: 0.9246
2019-03-01 09:00 | 108.3885 | 108.9695 |  | 2019-01-06 09:00 | 2009: 41.7566; 2010: 41.9322; 2014: 0.1056%; 2015: 0.92278
2019-03-01 09:15 | 110.2509 | 110.7913 |  | 2019-01-06 09:15 | 2009: 41.4692; 2010: 41.5989; 2014: 0.1084%; 2015: 0.92004
2019-03-01 09:30 | 116.2495 | 117.0774 |  | 2019-01-06 09:30 | 2009: 40.193; 2010: 40.3167; 2014: 0.1113%; 2015: 0.91894
2019-03-01 09:45 | 119.6918 | 120.7683 |  | 2019-01-06 09:45 | 2009: 39.6232; 2010: 39.7751; 2014: 0.1141%; 2015: 0.9177
2019-03-01 10:00 | 120.3459 | 121.4061 |  | 2019-01-06 10:00 | 2009: 41.2705; 2010: 41.3371; 2014: 0.117%; 2015: 0.91588
2019-03-01 10:15 | 117.9356 | 118.9794 |  | 2019-01-06 10:15 | 2009: 41.4021; 2010: 41.4309; 2014: 0.1199%; 2015: 0.91495
2019-03-01 10:30 | 122.8348 | 124.3709 |  | 2019-01-06 10:30 | 2009: 39.9829; 2010: 40.0066; 2014: 0.1227%; 2015: 0.91366
2019-03-01 10:45 | 128.6928 | 130.7682 |  | 2019-01-06 10:45 | 2009: 40.1052; 2010: 40.1097; 2014: 0.1256%; 2015: 0.91304
2019-03-01 11:00 | 134.3349 | 136.9071 |  | 2019-01-06 11:00 | 2009: 39.3397; 2010: 39.3397; 2014: 0.1284%; 2015: 0.91123
2019-03-01 11:15 | 139.1837 | 142.1664 |  | 2019-01-06 11:15 | 2009: 38.532; 2010: 38.5323; 2014: 0.1313%; 2015: 0.91066
2019-03-01 11:30 | 141.7368 | 144.715 |  | 2019-01-06 11:30 | 2009: 37.9707; 2010: 37.9714; 2014: 0.1341%; 2015: 0.91058
2019-03-01 11:45 | 141.0037 | 143.9198 |  | 2019-01-06 11:45 | 2009: 38.3729; 2010: 38.3759; 2014: 0.137%; 2015: 0.90775
2019-03-01 12:00 | 147.5536 | 150.8652 |  | 2019-01-06 12:00 | 2009: 37.7934; 2010: 37.8011; 2014: 0.1398%; 2015: 0.90725
2019-03-01 12:15 | 147.7473 | 151.3402 |  | 2019-01-06 12:15 | 2009: 35.9218; 2010: 35.9373; 2014: 0.1427%; 2015: 0.90549
2019-03-01 12:30 | 144.8788 | 148.5454 |  | 2019-01-06 12:30 | 2009: 35.7895; 2010: 35.8064; 2014: 0.1455%; 2015: 0.9054
2019-03-01 12:45 | 147.0184 | 150.9533 |  | 2019-01-06 12:45 | 2009: 35.3007; 2010: 35.3211; 2014: 0.1484%; 2015: 0.90487
2019-03-01 13:00 | 150.8189 | 154.8652 |  | 2019-01-06 13:00 | 2009: 35.8609; 2010: 35.8903; 2014: 0.1512%; 2015: 0.90306
2019-03-01 13:15 | 152.5673 | 156.8759 |  | 2019-01-06 13:15 | 2009: 35.8681; 2010: 35.9034; 2014: 0.1541%; 2015: 0.90241
2019-03-01 13:30 | 157.1354 | 161.7256 |  | 2019-01-06 13:30 | 2009: 36.2046; 2010: 36.2182; 2014: 0.157%; 2015: 0.90142
2019-03-01 13:45 | 160.6793 | 165.695 |  | 2019-01-06 13:45 | 2009: 36.6637; 2010: 36.6765; 2014: 0.1598%; 2015: 0.89945
2019-03-01 14:00 | 163.5835 | 168.9587 |  | 2019-01-06 14:00 | 2009: 37.5234; 2010: 37.5304; 2014: 0.1627%; 2015: 0.89917
2019-03-01 14:15 | 166.4017 | 172.0794 |  | 2019-01-06 14:15 | 2009: 38.1236; 2010: 38.1364; 2014: 0.1655%; 2015: 0.89782
2019-03-01 14:30 | 170.8159 | 176.8206 |  | 2019-01-06 14:30 | 2009: 39.5408; 2010: 39.5616; 2014: 0.1684%; 2015: 0.89579
2019-03-01 14:45 | 175.8863 | 182.5106 |  | 2019-01-06 14:45 | 2009: 41.2528; 2010: 41.2817; 2014: 0.1712%; 2015: 0.89575
2019-03-01 15:00 | 181.7452 | 188.8507 |  | 2019-01-06 15:00 | 2009: 43.1593; 2010: 43.1965; 2014: 0.1741%; 2015: 0.8954
2019-03-01 15:15 | 187.8431 | 195.4337 |  | 2019-01-06 15:15 | 2009: 45.1408; 2010: 45.1853; 2014: 0.1769%; 2015: 0.89521
2019-03-01 15:30 | 193.8596 | 202.2437 |  | 2019-01-06 15:30 | 2009: 46.776; 2010: 46.8093; 2014: 0.1798%; 2015: 0.89489
2019-03-01 15:45 | 197.1448 | 205.9461 |  | 2019-01-06 15:45 | 2009: 48.5638; 2010: 48.5925; 2014: 0.1826%; 2015: 0.89422
2019-03-01 16:00 | 199.6405 | 208.589 |  | 2019-01-06 16:00 | 2009: 52.1982; 2010: 52.2315; 2014: 0.1855%; 2015: 0.89404
2019-03-01 16:15 | 202.762 | 211.9302 |  | 2019-01-06 16:15 | 2009: 53.8771; 2010: 53.8863; 2014: 0.1883%; 2015: 0.89336
2019-03-01 16:30 | 205.1341 | 214.534 |  | 2019-01-06 16:30 | 2009: 56.583; 2010: 56.5935; 2014: 0.1912%; 2015: 0.89281
2019-03-01 16:45 | 208.2551 | 217.857 |  | 2019-01-06 16:45 | 2009: 59.7604; 2010: 59.7764; 2014: 0.1941%; 2015: 0.89196
2019-03-01 17:00 | 211.8563 | 221.7755 |  | 2019-01-06 17:00 | 2009: 62.5167; 2010: 62.5326; 2014: 0.1969%; 2015: 0.89107
2019-03-01 17:15 | 213.3745 | 223.2012 |  | 2019-01-06 17:15 | 2009: 65.3903; 2010: 65.4033; 2014: 0.1998%; 2015: 0.89081
2019-03-01 17:30 | 215.9214 | 225.9127 |  | 2019-01-06 17:30 | 2009: 67.7372; 2010: 67.7493; 2014: 0.2026%; 2015: 0.89077
2019-03-01 17:45 | 215.5574 | 225.4379 |  | 2019-01-06 17:45 | 2009: 70.3046; 2010: 70.3189; 2014: 0.2055%; 2015: 0.8899
2019-03-01 18:00 | 215.2317 | 225.0026 |  | 2019-01-06 18:00 | 2009: 73.2649; 2010: 73.2852; 2014: 0.2083%; 2015: 0.88921
2019-03-01 18:15 | 213.6234 | 223.0497 |  | 2019-01-06 18:15 | 2009: 75.638; 2010: 75.6536; 2014: 0.2112%; 2015: 0.88806
2019-03-01 18:30 | 211.3858 | 220.418 |  | 2019-01-06 18:30 | 2009: 76.3641; 2010: 76.3679; 2014: 0.214%; 2015: 0.88619
2019-03-01 18:45 | 207.6712 | 215.9141 |  | 2019-01-06 18:45 | 2009: 77.8429; 2010: 77.844; 2014: 0.2169%; 2015: 0.88552
2019-03-01 19:00 | 204.6192 | 212.4943 |  | 2019-01-06 19:00 | 2009: 78.803; 2010: 78.8032; 2014: 0.2197%; 2015: 0.88455
2019-03-01 19:15 | 201.5642 | 208.9984 |  | 2019-01-06 19:15 | 2009: 78.1942; 2010: 78.1977; 2014: 0.2226%; 2015: 0.88245
2019-03-01 19:30 | 200.4592 | 207.8518 |  | 2019-01-06 19:30 | 2009: 77.7607; 2010: 77.7708; 2014: 0.2254%; 2015: 0.88202
2019-03-01 19:45 | 198.4194 | 205.5791 |  | 2019-01-06 19:45 | 2009: 78.0096; 2010: 78.0233; 2014: 0.2283%; 2015: 0.88175
2019-03-01 20:00 | 193.4201 | 199.5853 |  | 2019-01-06 20:00 | 2009: 78.9704; 2010: 78.9754; 2014: 0.2312%; 2015: 0.88057
2019-03-01 20:15 | 187.5569 | 192.8318 |  | 2019-01-06 20:15 | 2009: 80.3697; 2010: 80.3697; 2014: 0.234%; 2015: 0.88043
2019-03-01 20:30 | 181.6266 | 186.1699 |  | 2019-01-06 20:30 | 2009: 80.3105; 2010: 80.3107; 2014: 0.2369%; 2015: 0.87821
2019-03-01 20:45 | 176.0455 | 180.0043 |  | 2019-01-06 20:45 | 2009: 79.5568; 2010: 79.5579; 2014: 0.2397%; 2015: 0.87611
2019-03-01 21:00 | 170.3048 | 173.568 |  | 2019-01-06 21:00 | 2009: 78.3773; 2010: 78.3803; 2014: 0.2426%; 2015: 0.87544
2019-03-01 21:15 | 163.7027 | 166.4573 |  | 2019-01-06 21:15 | 2009: 76.3283; 2010: 76.3313; 2014: 0.2454%; 2015: 0.87519
2019-03-01 21:30 | 156.9587 | 159.1382 |  | 2019-01-06 21:30 | 2009: 74.1407; 2010: 74.1553; 2014: 0.2483%; 2015: 0.87468
2019-03-01 21:45 | 150.5997 | 152.2269 |  | 2019-01-06 21:45 | 2009: 72.0388; 2010: 72.0675; 2014: 0.2511%; 2015: 0.87442
2019-03-01 22:00 | 144.6402 | 145.9219 |  | 2019-01-06 22:00 | 2009: 70.2531; 2010: 70.2918; 2014: 0.254%; 2015: 0.87411
2019-03-01 22:15 | 139.1562 | 140.1008 |  | 2019-01-06 22:15 | 2009: 68.4468; 2010: 68.5067; 2014: 0.2568%; 2015: 0.87391
2019-03-01 22:30 | 133.8431 | 134.4395 |  | 2019-01-06 22:30 | 2009: 67.054; 2010: 67.1347; 2014: 0.2597%; 2015: 0.87334
2019-03-01 22:45 | 128.8992 | 129.4274 |  | 2019-01-06 22:45 | 2009: 65.9357; 2010: 66.024; 2014: 0.2625%; 2015: 0.87268
2019-03-01 23:00 | 123.2568 | 123.7958 |  | 2019-01-06 23:00 | 2009: 64.5816; 2010: 64.691; 2014: 0.2654%; 2015: 0.8726
2019-03-01 23:15 | 119.2336 | 119.6503 |  | 2019-01-06 23:15 | 2009: 63.286; 2010: 63.4185; 2014: 0.2682%; 2015: 0.87214
2019-03-01 23:30 | 115.0084 | 115.3496 |  | 2019-01-06 23:30 | 2009: 62.4107; 2010: 62.5738; 2014: 0.2711%; 2015: 0.87135
2019-03-01 23:45 | 111.3694 | 111.5914 |  | 2019-01-06 23:45 | 2009: 61.0987; 2010: 61.2928; 2014: 0.274%; 2015: 0.87027
2019-03-02 | 106.9777 | 107.1026 |  | 2019-01-07 | 2009: 59.4444; 2010: 59.6529; 2014: 0.2768%; 2015: 0.86997
[10 empty] | 0.2797% | 0.86996
[10 empty] | 0.2825% | 0.86932
[10 empty] | 0.2854% | 0.86864
[10 empty] | 0.2882% | 0.86814
[10 empty] | 0.2911% | 0.86641
[10 empty] | 0.2939% | 0.86314
[10 empty] | 0.2968% | 0.86271
[10 empty] | 0.2996% | 0.85964
[10 empty] | 0.3025% | 0.85868
[10 empty] | 0.3053% | 0.85544
[10 empty] | 0.3082% | 0.855
[10 empty] | 0.3111% | 0.85458
[10 empty] | 0.3139% | 0.85444
[10 empty] | 0.3168% | 0.8534
[10 empty] | 0.3196% | 0.85109
[10 empty] | 0.3225% | 0.84857
[10 empty] | 0.3253% | 0.84798
[10 empty] | 0.3282% | 0.84635
[10 empty] | 0.331% | 0.84594
[10 empty] | 0.3339% | 0.84524
[10 empty] | 0.3367% | 0.84519
[10 empty] | 0.3396% | 0.84509
[10 empty] | 0.3424% | 0.845
[10 empty] | 0.3453% | 0.84466
[10 empty] | 0.3482% | 0.84435
[10 empty] | 0.351% | 0.84215
[10 empty] | 0.3539% | 0.84212
[10 empty] | 0.3567% | 0.84172
[10 empty] | 0.3596% | 0.84149
[10 empty] | 0.3624% | 0.84117
[10 empty] | 0.3653% | 0.84087
[10 empty] | 0.3681% | 0.84043
[10 empty] | 0.371% | 0.83935
[10 empty] | 0.3738% | 0.83897
[10 empty] | 0.3767% | 0.83864
[10 empty] | 0.3795% | 0.83779
[10 empty] | 0.3824% | 0.83707
[10 empty] | 0.3853% | 0.83678
[10 empty] | 0.3881% | 0.83644
[10 empty] | 0.391% | 0.83528
[10 empty] | 0.3938% | 0.83405
[10 empty] | 0.3967% | 0.83345
[10 empty] | 0.3995% | 0.83289
[10 empty] | 0.4024% | 0.83274
[10 empty] | 0.4052% | 0.83176
[10 empty] | 0.4081% | 0.83154
[10 empty] | 0.4109% | 0.83103
[10 empty] | 0.4138% | 0.83011
[10 empty] | 0.4166% | 0.82997
[10 empty] | 0.4195% | 0.82856
[10 empty] | 0.4224% | 0.82775
[10 empty] | 0.4252% | 0.82763
[10 empty] | 0.4281% | 0.82756
[10 empty] | 0.4309% | 0.827
[10 empty] | 0.4338% | 0.82673
[10 empty] | 0.4366% | 0.82635
[10 empty] | 0.4395% | 0.8233
[10 empty] | 0.4423% | 0.82293
[10 empty] | 0.4452% | 0.82253
[10 empty] | 0.448% | 0.82071
[10 empty] | 0.4509% | 0.81924
[10 empty] | 0.4537% | 0.81912
[10 empty] | 0.4566% | 0.81887
[10 empty] | 0.4594% | 0.81857
[10 empty] | 0.4623% | 0.81809
[10 empty] | 0.4652% | 0.81616
[10 empty] | 0.468% | 0.8157
[10 empty] | 0.4709% | 0.81558
[10 empty] | 0.4737% | 0.81549
[10 empty] | 0.4766% | 0.81532
[10 empty] | 0.4794% | 0.81459
[10 empty] | 0.4823% | 0.81341
[10 empty] | 0.4851% | 0.81115
[10 empty] | 0.488% | 0.81073
[10 empty] | 0.4908% | 0.80957
[10 empty] | 0.4937% | 0.80891
[10 empty] | 0.4965% | 0.80718
[10 empty] | 0.4994% | 0.8057
[10 empty] | 0.5023% | 0.80488
[10 empty] | 0.5051% | 0.8032
[10 empty] | 0.508% | 0.80151
[10 empty] | 0.5108% | 0.79854
[10 empty] | 0.5137% | 0.79641
[10 empty] | 0.5165% | 0.79612
[10 empty] | 0.5194% | 0.79585
[10 empty] | 0.5222% | 0.7947
[10 empty] | 0.5251% | 0.7944
[10 empty] | 0.5279% | 0.79402
[10 empty] | 0.5308% | 0.79355
[10 empty] | 0.5336% | 0.79311
[10 empty] | 0.5365% | 0.79299
[10 empty] | 0.5394% | 0.7911
[10 empty] | 0.5422% | 0.79071
[10 empty] | 0.5451% | 0.78973
[10 empty] | 0.5479% | 0.78874
[10 empty] | 0.5508% | 0.78737
[10 empty] | 0.5536% | 0.78691
[10 empty] | 0.5565% | 0.78512
[10 empty] | 0.5593% | 0.78401
[10 empty] | 0.5622% | 0.78341
[10 empty] | 0.565% | 0.78298
[10 empty] | 0.5679% | 0.78109
[10 empty] | 0.5707% | 0.78094
[10 empty] | 0.5736% | 0.78016
[10 empty] | 0.5765% | 0.77929
[10 empty] | 0.5793% | 0.7787
[10 empty] | 0.5822% | 0.77763
[10 empty] | 0.585% | 0.7775
[10 empty] | 0.5879% | 0.77723
[10 empty] | 0.5907% | 0.77679
[10 empty] | 0.5936% | 0.77672
[10 empty] | 0.5964% | 0.77658
[10 empty] | 0.5993% | 0.77479
[10 empty] | 0.6021% | 0.77392
[10 empty] | 0.605% | 0.77369
[10 empty] | 0.6078% | 0.7735
[10 empty] | 0.6107% | 0.77342
[10 empty] | 0.6135% | 0.77339
[10 empty] | 0.6164% | 0.77305
[10 empty] | 0.6193% | 0.77066
[10 empty] | 0.6221% | 0.76981
[10 empty] | 0.625% | 0.76853
[10 empty] | 0.6278% | 0.7677
[10 empty] | 0.6307% | 0.76503
[10 empty] | 0.6335% | 0.76484
[10 empty] | 0.6364% | 0.76406
[10 empty] | 0.6392% | 0.76401
[10 empty] | 0.6421% | 0.76387
[10 empty] | 0.6449% | 0.76319
[10 empty] | 0.6478% | 0.76253
[10 empty] | 0.6506% | 0.76207
[10 empty] | 0.6535% | 0.76205
[10 empty] | 0.6564% | 0.76184
[10 empty] | 0.6592% | 0.7612
[10 empty] | 0.6621% | 0.7603
[10 empty] | 0.6649% | 0.76014
[10 empty] | 0.6678% | 0.75992
[10 empty] | 0.6706% | 0.75902
[10 empty] | 0.6735% | 0.75856
[10 empty] | 0.6763% | 0.75816
[10 empty] | 0.6792% | 0.75761
[10 empty] | 0.682% | 0.75678
[10 empty] | 0.6849% | 0.75629
[10 empty] | 0.6877% | 0.75597
[10 empty] | 0.6906% | 0.75596
[10 empty] | 0.6935% | 0.75409
[10 empty] | 0.6963% | 0.75361
[10 empty] | 0.6992% | 0.75259
[10 empty] | 0.702% | 0.75244
[10 empty] | 0.7049% | 0.75235
[10 empty] | 0.7077% | 0.75226
[10 empty] | 0.7106% | 0.75223
[10 empty] | 0.7134% | 0.75117
[10 empty] | 0.7163% | 0.75107
[10 empty] | 0.7191% | 0.75099
[10 empty] | 0.722% | 0.75044
[10 empty] | 0.7248% | 0.74997
[10 empty] | 0.7277% | 0.7498
[10 empty] | 0.7306% | 0.74959
[10 empty] | 0.7334% | 0.74955
[10 empty] | 0.7363% | 0.74882
[10 empty] | 0.7391% | 0.74872
[10 empty] | 0.742% | 0.74867
[10 empty] | 0.7448% | 0.74662
[10 empty] | 0.7477% | 0.74662
[10 empty] | 0.7505% | 0.74658
[10 empty] | 0.7534% | 0.74656
[10 empty] | 0.7562% | 0.74615
[10 empty] | 0.7591% | 0.74556
[10 empty] | 0.7619% | 0.74533
[10 empty] | 0.7648% | 0.74416
[10 empty] | 0.7677% | 0.74295
[10 empty] | 0.7705% | 0.7426
[10 empty] | 0.7734% | 0.74251
[10 empty] | 0.7762% | 0.74172
[10 empty] | 0.7791% | 0.74171
[10 empty] | 0.7819% | 0.74107
[10 empty] | 0.7848% | 0.74094
[10 empty] | 0.7876% | 0.74066
[10 empty] | 0.7905% | 0.73947
[10 empty] | 0.7933% | 0.73824
[10 empty] | 0.7962% | 0.7382
[10 empty] | 0.799% | 0.73795
[10 empty] | 0.8019% | 0.73612
[10 empty] | 0.8047% | 0.73561
[10 empty] | 0.8076% | 0.73548
[10 empty] | 0.8105% | 0.73467
[10 empty] | 0.8133% | 0.73463
[10 empty] | 0.8162% | 0.73361
[10 empty] | 0.819% | 0.73354
[10 empty] | 0.8219% | 0.73341
[10 empty] | 0.8247% | 0.73289
[10 empty] | 0.8276% | 0.73281
[10 empty] | 0.8304% | 0.73225
[10 empty] | 0.8333% | 0.73176
[10 empty] | 0.8361% | 0.73023
[10 empty] | 0.839% | 0.73009
[10 empty] | 0.8418% | 0.72944
[10 empty] | 0.8447% | 0.72917
[10 empty] | 0.8476% | 0.72886
[10 empty] | 0.8504% | 0.72873
[10 empty] | 0.8533% | 0.72836
[10 empty] | 0.8561% | 0.72818
[10 empty] | 0.859% | 0.72789
[10 empty] | 0.8618% | 0.72774
[10 empty] | 0.8647% | 0.72739
[10 empty] | 0.8675% | 0.72693
[10 empty] | 0.8704% | 0.72568
[10 empty] | 0.8732% | 0.72437
[10 empty] | 0.8761% | 0.72404
[10 empty] | 0.8789% | 0.72398
[10 empty] | 0.8818% | 0.72335
[10 empty] | 0.8847% | 0.72297
[10 empty] | 0.8875% | 0.72259
[10 empty] | 0.8904% | 0.72235
[10 empty] | 0.8932% | 0.72119
[10 empty] | 0.8961% | 0.72061
[10 empty] | 0.8989% | 0.72059
[10 empty] | 0.9018% | 0.71898
[10 empty] | 0.9046% | 0.7189
[10 empty] | 0.9075% | 0.71872
[10 empty] | 0.9103% | 0.71779
[10 empty] | 0.9132% | 0.71727
[10 empty] | 0.916% | 0.71699
[10 empty] | 0.9189% | 0.71603
[10 empty] | 0.9218% | 0.71521
[10 empty] | 0.9246% | 0.71511
[10 empty] | 0.9275% | 0.71363
[10 empty] | 0.9303% | 0.71324
[10 empty] | 0.9332% | 0.71237
[10 empty] | 0.936% | 0.71191
[10 empty] | 0.9389% | 0.71183
[10 empty] | 0.9417% | 0.71134
[10 empty] | 0.9446% | 0.71039
[10 empty] | 0.9474% | 0.71032
[10 empty] | 0.9503% | 0.70959
[10 empty] | 0.9531% | 0.70889
[10 empty] | 0.956% | 0.70877
[10 empty] | 0.9588% | 0.70855
[10 empty] | 0.9617% | 0.70844
[10 empty] | 0.9646% | 0.70692
[10 empty] | 0.9674% | 0.70659
[10 empty] | 0.9703% | 0.70644
[10 empty] | 0.9731% | 0.70637
[10 empty] | 0.976% | 0.70599
[10 empty] | 0.9788% | 0.70535
[10 empty] | 0.9817% | 0.70502
[10 empty] | 0.9845% | 0.70324
[10 empty] | 0.9874% | 0.70273
[10 empty] | 0.9902% | 0.7018
[10 empty] | 0.9931% | 0.70092
[10 empty] | 0.9959% | 0.70084
[10 empty] | 0.9988% | 0.70033
[10 empty] | 1.002% | 0.69983
[10 empty] | 1.005% | 0.69898
[10 empty] | 1.007% | 0.69879
[10 empty] | 1.01% | 0.69861
[10 empty] | 1.013% | 0.69849
[10 empty] | 1.016% | 0.69806
[10 empty] | 1.019% | 0.69797
[10 empty] | 1.022% | 0.69788
[10 empty] | 1.024% | 0.69747
[10 empty] | 1.027% | 0.69603
[10 empty] | 1.03% | 0.6954
[10 empty] | 1.033% | 0.69509
[10 empty] | 1.036% | 0.69473
[10 empty] | 1.039% | 0.69469
[10 empty] | 1.042% | 0.69452
[10 empty] | 1.044% | 0.69437
[10 empty] | 1.047% | 0.69436
[10 empty] | 1.05% | 0.69404
[10 empty] | 1.053% | 0.69401
[10 empty] | 1.056% | 0.694
[10 empty] | 1.059% | 0.69328
[10 empty] | 1.062% | 0.6929
[10 empty] | 1.064% | 0.69208
[10 empty] | 1.067% | 0.69166
[10 empty] | 1.07% | 0.69127
[10 empty] | 1.073% | 0.69109
[10 empty] | 1.076% | 0.69096
[10 empty] | 1.079% | 0.69086
[10 empty] | 1.082% | 0.69044
[10 empty] | 1.084% | 0.69031
[10 empty] | 1.087% | 0.69023
[10 empty] | 1.09% | 0.69022
[10 empty] | 1.093% | 0.6901
[10 empty] | 1.096% | 0.68968
[10 empty] | 1.099% | 0.68958
[10 empty] | 1.102% | 0.68956
[10 empty] | 1.104% | 0.68913
[10 empty] | 1.107% | 0.68893
[10 empty] | 1.11% | 0.68849
[10 empty] | 1.113% | 0.68824
[10 empty] | 1.116% | 0.68812
[10 empty] | 1.119% | 0.6879
[10 empty] | 1.122% | 0.687
[10 empty] | 1.124% | 0.68646
[10 empty] | 1.127% | 0.68617
[10 empty] | 1.13% | 0.68601
[10 empty] | 1.133% | 0.68526
[10 empty] | 1.136% | 0.68511
[10 empty] | 1.139% | 0.68475
[10 empty] | 1.141% | 0.68471
[10 empty] | 1.144% | 0.6846
[10 empty] | 1.147% | 0.68445
[10 empty] | 1.15% | 0.68426
[10 empty] | 1.153% | 0.6835
[10 empty] | 1.156% | 0.68343
[10 empty] | 1.159% | 0.68337
[10 empty] | 1.161% | 0.68317
[10 empty] | 1.164% | 0.68231
[10 empty] | 1.167% | 0.68196
[10 empty] | 1.17% | 0.68178
[10 empty] | 1.173% | 0.68175
[10 empty] | 1.176% | 0.68159
[10 empty] | 1.179% | 0.68144
[10 empty] | 1.181% | 0.68137
[10 empty] | 1.184% | 0.68136
[10 empty] | 1.187% | 0.68103
[10 empty] | 1.19% | 0.68089
[10 empty] | 1.193% | 0.6804
[10 empty] | 1.196% | 0.67957
[10 empty] | 1.199% | 0.6793
[10 empty] | 1.201% | 0.67911
[10 empty] | 1.204% | 0.67899
[10 empty] | 1.207% | 0.67827
[10 empty] | 1.21% | 0.67826
[10 empty] | 1.213% | 0.67804
[10 empty] | 1.216% | 0.6779
[10 empty] | 1.219% | 0.67782
[10 empty] | 1.221% | 0.67637
[10 empty] | 1.224% | 0.67635
[10 empty] | 1.227% | 0.67599
[10 empty] | 1.23% | 0.67594
[10 empty] | 1.233% | 0.67588
[10 empty] | 1.236% | 0.67566
[10 empty] | 1.239% | 0.67545
[10 empty] | 1.241% | 0.67533
[10 empty] | 1.244% | 0.67529
[10 empty] | 1.247% | 0.67452
[10 empty] | 1.25% | 0.67445
[10 empty] | 1.253% | 0.67423
[10 empty] | 1.256% | 0.67355
[10 empty] | 1.258% | 0.67327
[10 empty] | 1.261% | 0.67326
[10 empty] | 1.264% | 0.67321
[10 empty] | 1.267% | 0.67313
[10 empty] | 1.27% | 0.67284
[10 empty] | 1.273% | 0.67157
[10 empty] | 1.276% | 0.6715
[10 empty] | 1.278% | 0.67147
[10 empty] | 1.281% | 0.67128
[10 empty] | 1.284% | 0.67098
[10 empty] | 1.287% | 0.67082
[10 empty] | 1.29% | 0.67065
[10 empty] | 1.293% | 0.66991
[10 empty] | 1.296% | 0.66987
[10 empty] | 1.298% | 0.66971
[10 empty] | 1.301% | 0.66966
[10 empty] | 1.304% | 0.66859
[10 empty] | 1.307% | 0.66855
[10 empty] | 1.31% | 0.66822
[10 empty] | 1.313% | 0.66804
[10 empty] | 1.316% | 0.66793
[10 empty] | 1.318% | 0.66786
[10 empty] | 1.321% | 0.66738
[10 empty] | 1.324% | 0.6672
[10 empty] | 1.327% | 0.66715
[10 empty] | 1.33% | 0.66656
[10 empty] | 1.333% | 0.66655
[10 empty] | 1.336% | 0.66654
[10 empty] | 1.338% | 0.66649
[10 empty] | 1.341% | 0.6661
[10 empty] | 1.344% | 0.66601
[10 empty] | 1.347% | 0.66592
[10 empty] | 1.35% | 0.66585
[10 empty] | 1.353% | 0.6658
[10 empty] | 1.356% | 0.66549
[10 empty] | 1.358% | 0.66533
[10 empty] | 1.361% | 0.66533
[10 empty] | 1.364% | 0.66529
[10 empty] | 1.367% | 0.66526
[10 empty] | 1.37% | 0.66505
[10 empty] | 1.373% | 0.66499
[10 empty] | 1.375% | 0.66486
[10 empty] | 1.378% | 0.66481
[10 empty] | 1.381% | 0.66465
[10 empty] | 1.384% | 0.66436
[10 empty] | 1.387% | 0.66406
[10 empty] | 1.39% | 0.66404
[10 empty] | 1.393% | 0.66393
[10 empty] | 1.395% | 0.66372
[10 empty] | 1.398% | 0.66367
[10 empty] | 1.401% | 0.66354
[10 empty] | 1.404% | 0.66328
[10 empty] | 1.407% | 0.66294
[10 empty] | 1.41% | 0.66294
[10 empty] | 1.413% | 0.66278
[10 empty] | 1.415% | 0.66163
[10 empty] | 1.418% | 0.66125
[10 empty] | 1.421% | 0.66116
[10 empty] | 1.424% | 0.66113
[10 empty] | 1.427% | 0.6608
[10 empty] | 1.43% | 0.65988
[10 empty] | 1.433% | 0.65963
[10 empty] | 1.435% | 0.65857
[10 empty] | 1.438% | 0.65837
[10 empty] | 1.441% | 0.65775
[10 empty] | 1.444% | 0.65667
[10 empty] | 1.447% | 0.65643
[10 empty] | 1.45% | 0.65634
[10 empty] | 1.453% | 0.65592
[10 empty] | 1.455% | 0.65574
[10 empty] | 1.458% | 0.65558
[10 empty] | 1.461% | 0.65516
[10 empty] | 1.464% | 0.65474
[10 empty] | 1.467% | 0.65469
[10 empty] | 1.47% | 0.65469
[10 empty] | 1.473% | 0.65467
[10 empty] | 1.475% | 0.65466
[10 empty] | 1.478% | 0.65455
[10 empty] | 1.481% | 0.6545
[10 empty] | 1.484% | 0.65426
[10 empty] | 1.487% | 0.65416
[10 empty] | 1.49% | 0.65412
[10 empty] | 1.492% | 0.65405
[10 empty] | 1.495% | 0.65354
[10 empty] | 1.498% | 0.65337
[10 empty] | 1.501% | 0.65336
[10 empty] | 1.504% | 0.65322
[10 empty] | 1.507% | 0.65317
[10 empty] | 1.51% | 0.65311
[10 empty] | 1.512% | 0.65303
[10 empty] | 1.515% | 0.6528
[10 empty] | 1.518% | 0.65276
[10 empty] | 1.521% | 0.6526
[10 empty] | 1.524% | 0.65257
[10 empty] | 1.527% | 0.65247
[10 empty] | 1.53% | 0.65245
[10 empty] | 1.532% | 0.65236
[10 empty] | 1.535% | 0.65233
[10 empty] | 1.538% | 0.65215
[10 empty] | 1.541% | 0.65211
[10 empty] | 1.544% | 0.65203
[10 empty] | 1.547% | 0.65192
[10 empty] | 1.55% | 0.65188
[10 empty] | 1.552% | 0.65186
[10 empty] | 1.555% | 0.65126
[10 empty] | 1.558% | 0.65121
[10 empty] | 1.561% | 0.65117
[10 empty] | 1.564% | 0.65102
[10 empty] | 1.567% | 0.65095
[10 empty] | 1.57% | 0.65067
[10 empty] | 1.572% | 0.65044
[10 empty] | 1.575% | 0.65043
[10 empty] | 1.578% | 0.65023
[10 empty] | 1.581% | 0.65015
[10 empty] | 1.584% | 0.65014
[10 empty] | 1.587% | 0.65002
[10 empty] | 1.59% | 0.64998
[10 empty] | 1.592% | 0.64995
[10 empty] | 1.595% | 0.64982
[10 empty] | 1.598% | 0.64977
[10 empty] | 1.601% | 0.64972
[10 empty] | 1.604% | 0.64964
[10 empty] | 1.607% | 0.64953
[10 empty] | 1.609% | 0.64942
[10 empty] | 1.612% | 0.64916
[10 empty] | 1.615% | 0.64877
[10 empty] | 1.618% | 0.64864
[10 empty] | 1.621% | 0.64825
[10 empty] | 1.624% | 0.64807
[10 empty] | 1.627% | 0.64799
[10 empty] | 1.629% | 0.64792
[10 empty] | 1.632% | 0.64764
[10 empty] | 1.635% | 0.64762
[10 empty] | 1.638% | 0.64731
[10 empty] | 1.641% | 0.64672
[10 empty] | 1.644% | 0.64665
[10 empty] | 1.647% | 0.64659
[10 empty] | 1.649% | 0.64655
[10 empty] | 1.652% | 0.64648
[10 empty] | 1.655% | 0.64645
[10 empty] | 1.658% | 0.64639
[10 empty] | 1.661% | 0.64633
[10 empty] | 1.664% | 0.64575
[10 empty] | 1.667% | 0.64532
[10 empty] | 1.669% | 0.64529
[10 empty] | 1.672% | 0.64528
[10 empty] | 1.675% | 0.64527
[10 empty] | 1.678% | 0.64521
[10 empty] | 1.681% | 0.64509
[10 empty] | 1.684% | 0.64508
[10 empty] | 1.687% | 0.6446
[10 empty] | 1.689% | 0.64458
[10 empty] | 1.692% | 0.64448
[10 empty] | 1.695% | 0.64446
[10 empty] | 1.698% | 0.6441
[10 empty] | 1.701% | 0.64375
[10 empty] | 1.704% | 0.64363
[10 empty] | 1.707% | 0.64354
[10 empty] | 1.709% | 0.6435
[10 empty] | 1.712% | 0.64341
[10 empty] | 1.715% | 0.64331
[10 empty] | 1.718% | 0.64331
[10 empty] | 1.721% | 0.64309
[10 empty] | 1.724% | 0.64308
[10 empty] | 1.726% | 0.64305
[10 empty] | 1.729% | 0.64302
[10 empty] | 1.732% | 0.64274
[10 empty] | 1.735% | 0.64271
[10 empty] | 1.738% | 0.64249
[10 empty] | 1.741% | 0.64249
[10 empty] | 1.744% | 0.64247
[10 empty] | 1.746% | 0.64227
[10 empty] | 1.749% | 0.64223
[10 empty] | 1.752% | 0.64207
[10 empty] | 1.755% | 0.64202
[10 empty] | 1.758% | 0.64178
[10 empty] | 1.761% | 0.64156
[10 empty] | 1.764% | 0.64143
[10 empty] | 1.766% | 0.64136
[10 empty] | 1.769% | 0.64133
[10 empty] | 1.772% | 0.64126
[10 empty] | 1.775% | 0.64124
[10 empty] | 1.778% | 0.64122
[10 empty] | 1.781% | 0.64117
[10 empty] | 1.784% | 0.64116
[10 empty] | 1.786% | 0.64099
[10 empty] | 1.789% | 0.64097
[10 empty] | 1.792% | 0.6407
[10 empty] | 1.795% | 0.64057
[10 empty] | 1.798% | 0.64053
[10 empty] | 1.801% | 0.6405
[10 empty] | 1.804% | 0.6404
[10 empty] | 1.806% | 0.64036
[10 empty] | 1.809% | 0.64035
[10 empty] | 1.812% | 0.64026
[10 empty] | 1.815% | 0.63988
[10 empty] | 1.818% | 0.63986
[10 empty] | 1.821% | 0.63968
[10 empty] | 1.824% | 0.63963
[10 empty] | 1.826% | 0.63948
[10 empty] | 1.829% | 0.63937
[10 empty] | 1.832% | 0.63936
[10 empty] | 1.835% | 0.63934
[10 empty] | 1.838% | 0.63932
[10 empty] | 1.841% | 0.63925
[10 empty] | 1.844% | 0.63921
[10 empty] | 1.846% | 0.63906
[10 empty] | 1.849% | 0.63888
[10 empty] | 1.852% | 0.63877
[10 empty] | 1.855% | 0.63872
[10 empty] | 1.858% | 0.63846
[10 empty] | 1.861% | 0.63836
[10 empty] | 1.863% | 0.63833
[10 empty] | 1.866% | 0.638
[10 empty] | 1.869% | 0.63782
[10 empty] | 1.872% | 0.63777
[10 empty] | 1.875% | 0.63726
[10 empty] | 1.878% | 0.63688
[10 empty] | 1.881% | 0.63666
[10 empty] | 1.883% | 0.6366
[10 empty] | 1.886% | 0.63659
[10 empty] | 1.889% | 0.63658
[10 empty] | 1.892% | 0.63656
[10 empty] | 1.895% | 0.63649
[10 empty] | 1.898% | 0.63637
[10 empty] | 1.901% | 0.63628
[10 empty] | 1.903% | 0.63624
[10 empty] | 1.906% | 0.63621
[10 empty] | 1.909% | 0.63607
[10 empty] | 1.912% | 0.63593
[10 empty] | 1.915% | 0.63589
[10 empty] | 1.918% | 0.63578
[10 empty] | 1.921% | 0.6357
[10 empty] | 1.923% | 0.63569
[10 empty] | 1.926% | 0.63559
[10 empty] | 1.929% | 0.63554
[10 empty] | 1.932% | 0.63533
[10 empty] | 1.935% | 0.63531
[10 empty] | 1.938% | 0.63508
[10 empty] | 1.941% | 0.63503
[10 empty] | 1.943% | 0.63488
[10 empty] | 1.946% | 0.63487
[10 empty] | 1.949% | 0.6348
[10 empty] | 1.952% | 0.63479
[10 empty] | 1.955% | 0.63475
[10 empty] | 1.958% | 0.63448
[10 empty] | 1.961% | 0.63435
[10 empty] | 1.963% | 0.63413
[10 empty] | 1.966% | 0.63401
[10 empty] | 1.969% | 0.63399
[10 empty] | 1.972% | 0.63368
[10 empty] | 1.975% | 0.6336
[10 empty] | 1.978% | 0.63346
[10 empty] | 1.98% | 0.6334
[10 empty] | 1.983% | 0.63325
[10 empty] | 1.986% | 0.63307
[10 empty] | 1.989% | 0.63306
[10 empty] | 1.992% | 0.63294
[10 empty] | 1.995% | 0.63279
[10 empty] | 1.998% | 0.63255
[10 empty] | 2% | 0.63242
[10 empty] | 2.003% | 0.63241
[10 empty] | 2.006% | 0.63235
[10 empty] | 2.009% | 0.63215
[10 empty] | 2.012% | 0.6321
[10 empty] | 2.015% | 0.63205
[10 empty] | 2.018% | 0.63197
[10 empty] | 2.02% | 0.63184
[10 empty] | 2.023% | 0.63171
[10 empty] | 2.026% | 0.6314
[10 empty] | 2.029% | 0.63133
[10 empty] | 2.032% | 0.63132
[10 empty] | 2.035% | 0.6313
[10 empty] | 2.038% | 0.63126
[10 empty] | 2.04% | 0.63112
[10 empty] | 2.043% | 0.63107
[10 empty] | 2.046% | 0.63084
[10 empty] | 2.049% | 0.63063
[10 empty] | 2.052% | 0.63055
[10 empty] | 2.055% | 0.63043
[10 empty] | 2.058% | 0.63029
[10 empty] | 2.06% | 0.63021
[10 empty] | 2.063% | 0.6301
[10 empty] | 2.066% | 0.63006
[10 empty] | 2.069% | 0.63003
[10 empty] | 2.072% | 0.62999
[10 empty] | 2.075% | 0.62993
[10 empty] | 2.078% | 0.62973
[10 empty] | 2.08% | 0.62973
[10 empty] | 2.083% | 0.62965
[10 empty] | 2.086% | 0.62958
[10 empty] | 2.089% | 0.62952
[10 empty] | 2.092% | 0.62908
[10 empty] | 2.095% | 0.62906
[10 empty] | 2.097% | 0.62906
[10 empty] | 2.1% | 0.6289
[10 empty] | 2.103% | 0.62888
[10 empty] | 2.106% | 0.62878
[10 empty] | 2.109% | 0.62858
[10 empty] | 2.112% | 0.62854
[10 empty] | 2.115% | 0.62852
[10 empty] | 2.117% | 0.62851
[10 empty] | 2.12% | 0.62846
[10 empty] | 2.123% | 0.62825
[10 empty] | 2.126% | 0.62819
[10 empty] | 2.129% | 0.62809
[10 empty] | 2.132% | 0.62807
[10 empty] | 2.135% | 0.62804
[10 empty] | 2.137% | 0.628
[10 empty] | 2.14% | 0.62793
[10 empty] | 2.143% | 0.62789
[10 empty] | 2.146% | 0.62785
[10 empty] | 2.149% | 0.62778
[10 empty] | 2.152% | 0.62778
[10 empty] | 2.155% | 0.62767
[10 empty] | 2.157% | 0.62759
[10 empty] | 2.16% | 0.62757
[10 empty] | 2.163% | 0.62751
[10 empty] | 2.166% | 0.62714
[10 empty] | 2.169% | 0.62688
[10 empty] | 2.172% | 0.62685
[10 empty] | 2.175% | 0.62656
[10 empty] | 2.177% | 0.62646
[10 empty] | 2.18% | 0.62646
[10 empty] | 2.183% | 0.62635
[10 empty] | 2.186% | 0.62604
[10 empty] | 2.189% | 0.62602
[10 empty] | 2.192% | 0.62596
[10 empty] | 2.195% | 0.62551
[10 empty] | 2.197% | 0.62515
[10 empty] | 2.2% | 0.62509
[10 empty] | 2.203% | 0.62504
[10 empty] | 2.206% | 0.62501
[10 empty] | 2.209% | 0.62491
[10 empty] | 2.212% | 0.62486
[10 empty] | 2.214% | 0.62471
[10 empty] | 2.217% | 0.62463
[10 empty] | 2.22% | 0.62455
[10 empty] | 2.223% | 0.62448
[10 empty] | 2.226% | 0.6244
[10 empty] | 2.229% | 0.62438
[10 empty] | 2.232% | 0.62427
[10 empty] | 2.234% | 0.6242
[10 empty] | 2.237% | 0.62412
[10 empty] | 2.24% | 0.62381
[10 empty] | 2.243% | 0.6238
[10 empty] | 2.246% | 0.62375
[10 empty] | 2.249% | 0.62358
[10 empty] | 2.252% | 0.62353
[10 empty] | 2.254% | 0.62329
[10 empty] | 2.257% | 0.62325
[10 empty] | 2.26% | 0.62323
[10 empty] | 2.263% | 0.62321
[10 empty] | 2.266% | 0.62288
[10 empty] | 2.269% | 0.62263
[10 empty] | 2.272% | 0.62254
[10 empty] | 2.274% | 0.62249
[10 empty] | 2.277% | 0.62249
[10 empty] | 2.28% | 0.62246
[10 empty] | 2.283% | 0.62236
[10 empty] | 2.286% | 0.62215
[10 empty] | 2.289% | 0.62212
[10 empty] | 2.292% | 0.62208
[10 empty] | 2.294% | 0.62187
[10 empty] | 2.297% | 0.62184
[10 empty] | 2.3% | 0.62174
[10 empty] | 2.303% | 0.62164
[10 empty] | 2.306% | 0.62134
[10 empty] | 2.309% | 0.62122
[10 empty] | 2.312% | 0.62119
[10 empty] | 2.314% | 0.62111
[10 empty] | 2.317% | 0.62104
[10 empty] | 2.32% | 0.621
[10 empty] | 2.323% | 0.62097
[10 empty] | 2.326% | 0.62078
[10 empty] | 2.329% | 0.62076
[10 empty] | 2.331% | 0.62055
[10 empty] | 2.334% | 0.62045
[10 empty] | 2.337% | 0.62037
[10 empty] | 2.34% | 0.62014
[10 empty] | 2.343% | 0.62004
[10 empty] | 2.346% | 0.6199
[10 empty] | 2.349% | 0.61987
[10 empty] | 2.351% | 0.61974
[10 empty] | 2.354% | 0.61968
[10 empty] | 2.357% | 0.61961
[10 empty] | 2.36% | 0.61959
[10 empty] | 2.363% | 0.61951
[10 empty] | 2.366% | 0.61951
[10 empty] | 2.369% | 0.61937
[10 empty] | 2.371% | 0.61936
[10 empty] | 2.374% | 0.61935
[10 empty] | 2.377% | 0.61906
[10 empty] | 2.38% | 0.61905
[10 empty] | 2.383% | 0.61892
[10 empty] | 2.386% | 0.61885
[10 empty] | 2.389% | 0.6187
[10 empty] | 2.391% | 0.6186
[10 empty] | 2.394% | 0.61856
[10 empty] | 2.397% | 0.61855
[10 empty] | 2.4% | 0.6185
[10 empty] | 2.403% | 0.61848
[10 empty] | 2.406% | 0.61846
[10 empty] | 2.409% | 0.61843
[10 empty] | 2.411% | 0.61833
[10 empty] | 2.414% | 0.61822
[10 empty] | 2.417% | 0.6182
[10 empty] | 2.42% | 0.61816
[10 empty] | 2.423% | 0.61813
[10 empty] | 2.426% | 0.61808
[10 empty] | 2.429% | 0.61797
[10 empty] | 2.431% | 0.6178
[10 empty] | 2.434% | 0.6178
[10 empty] | 2.437% | 0.61777
[10 empty] | 2.44% | 0.61756
[10 empty] | 2.443% | 0.61746
[10 empty] | 2.446% | 0.61742
[10 empty] | 2.448% | 0.6174
[10 empty] | 2.451% | 0.61725
[10 empty] | 2.454% | 0.61723
[10 empty] | 2.457% | 0.61717
[10 empty] | 2.46% | 0.61701
[10 empty] | 2.463% | 0.61698
[10 empty] | 2.466% | 0.6168
[10 empty] | 2.468% | 0.6167
[10 empty] | 2.471% | 0.61667
[10 empty] | 2.474% | 0.61652
[10 empty] | 2.477% | 0.61634
[10 empty] | 2.48% | 0.61633
[10 empty] | 2.483% | 0.61628
[10 empty] | 2.486% | 0.61626
[10 empty] | 2.488% | 0.61618
[10 empty] | 2.491% | 0.61616
[10 empty] | 2.494% | 0.61613
[10 empty] | 2.497% | 0.61609
[10 empty] | 2.5% | 0.61602
[10 empty] | 2.503% | 0.61597
[10 empty] | 2.506% | 0.61576
[10 empty] | 2.508% | 0.61575
[10 empty] | 2.511% | 0.6157
[10 empty] | 2.514% | 0.6157
[10 empty] | 2.517% | 0.6155
[10 empty] | 2.52% | 0.6155
[10 empty] | 2.523% | 0.61539
[10 empty] | 2.526% | 0.61537
[10 empty] | 2.528% | 0.61532
[10 empty] | 2.531% | 0.6152
[10 empty] | 2.534% | 0.61517
[10 empty] | 2.537% | 0.61513
[10 empty] | 2.54% | 0.61508
[10 empty] | 2.543% | 0.61508
[10 empty] | 2.546% | 0.615
[10 empty] | 2.548% | 0.61499
[10 empty] | 2.551% | 0.61496
[10 empty] | 2.554% | 0.61483
[10 empty] | 2.557% | 0.61481
[10 empty] | 2.56% | 0.61468
[10 empty] | 2.563% | 0.61455
[10 empty] | 2.565% | 0.61442
[10 empty] | 2.568% | 0.61436
[10 empty] | 2.571% | 0.61434
[10 empty] | 2.574% | 0.61431
[10 empty] | 2.577% | 0.61417
[10 empty] | 2.58% | 0.61389
[10 empty] | 2.583% | 0.61385
[10 empty] | 2.585% | 0.61382
[10 empty] | 2.588% | 0.61375
[10 empty] | 2.591% | 0.61374
[10 empty] | 2.594% | 0.61372
[10 empty] | 2.597% | 0.61368
[10 empty] | 2.6% | 0.61366
[10 empty] | 2.603% | 0.61347
[10 empty] | 2.605% | 0.61345
[10 empty] | 2.608% | 0.61344
[10 empty] | 2.611% | 0.61341
[10 empty] | 2.614% | 0.61335
[10 empty] | 2.617% | 0.61326
[10 empty] | 2.62% | 0.61322
[10 empty] | 2.623% | 0.61321
[10 empty] | 2.625% | 0.61303
[10 empty] | 2.628% | 0.61271
[10 empty] | 2.631% | 0.61264
[10 empty] | 2.634% | 0.6126
[10 empty] | 2.637% | 0.61242
[10 empty] | 2.64% | 0.61236
[10 empty] | 2.643% | 0.61232
[10 empty] | 2.645% | 0.61228
[10 empty] | 2.648% | 0.61226
[10 empty] | 2.651% | 0.61226
[10 empty] | 2.654% | 0.61223
[10 empty] | 2.657% | 0.61212
[10 empty] | 2.66% | 0.61205
[10 empty] | 2.663% | 0.612
[10 empty] | 2.665% | 0.61182
[10 empty] | 2.668% | 0.61178
[10 empty] | 2.671% | 0.6117
[10 empty] | 2.674% | 0.61169
[10 empty] | 2.677% | 0.61158
[10 empty] | 2.68% | 0.61155
[10 empty] | 2.682% | 0.61143
[10 empty] | 2.685% | 0.61143
[10 empty] | 2.688% | 0.61141
[10 empty] | 2.691% | 0.61137
[10 empty] | 2.694% | 0.61133
[10 empty] | 2.697% | 0.61125
[10 empty] | 2.7% | 0.6112
[10 empty] | 2.702% | 0.61112
[10 empty] | 2.705% | 0.61104
[10 empty] | 2.708% | 0.61071
[10 empty] | 2.711% | 0.61064
[10 empty] | 2.714% | 0.61063
[10 empty] | 2.717% | 0.6106
[10 empty] | 2.72% | 0.6104
[10 empty] | 2.722% | 0.61036
[10 empty] | 2.725% | 0.61035
[10 empty] | 2.728% | 0.61018
[10 empty] | 2.731% | 0.61014
[10 empty] | 2.734% | 0.61011
[10 empty] | 2.737% | 0.61009
[10 empty] | 2.74% | 0.60992
[10 empty] | 2.742% | 0.60989
[10 empty] | 2.745% | 0.60987
[10 empty] | 2.748% | 0.60978
[10 empty] | 2.751% | 0.60962
[10 empty] | 2.754% | 0.60956
[10 empty] | 2.757% | 0.60946
[10 empty] | 2.76% | 0.60946
[10 empty] | 2.762% | 0.60914
[10 empty] | 2.765% | 0.60885
[10 empty] | 2.768% | 0.60885
[10 empty] | 2.771% | 0.60884
[10 empty] | 2.774% | 0.6088
[10 empty] | 2.777% | 0.60877
[10 empty] | 2.78% | 0.60876
[10 empty] | 2.782% | 0.60868
[10 empty] | 2.785% | 0.60865
[10 empty] | 2.788% | 0.60857
[10 empty] | 2.791% | 0.60857
[10 empty] | 2.794% | 0.60853
[10 empty] | 2.797% | 0.60852
[10 empty] | 2.799% | 0.60837
[10 empty] | 2.802% | 0.60833
[10 empty] | 2.805% | 0.60801
[10 empty] | 2.808% | 0.60781
[10 empty] | 2.811% | 0.60778
[10 empty] | 2.814% | 0.60776
[10 empty] | 2.817% | 0.60768
[10 empty] | 2.819% | 0.60757
[10 empty] | 2.822% | 0.60747
[10 empty] | 2.825% | 0.60744
[10 empty] | 2.828% | 0.60733
[10 empty] | 2.831% | 0.60731
[10 empty] | 2.834% | 0.60731
[10 empty] | 2.837% | 0.60725
[10 empty] | 2.839% | 0.60721
[10 empty] | 2.842% | 0.60707
[10 empty] | 2.845% | 0.60702
[10 empty] | 2.848% | 0.60684
[10 empty] | 2.851% | 0.6067
[10 empty] | 2.854% | 0.60667
[10 empty] | 2.857% | 0.60665
[10 empty] | 2.859% | 0.60664
[10 empty] | 2.862% | 0.60662
[10 empty] | 2.865% | 0.60654
[10 empty] | 2.868% | 0.60642
[10 empty] | 2.871% | 0.60626
[10 empty] | 2.874% | 0.60621
[10 empty] | 2.877% | 0.6062
[10 empty] | 2.879% | 0.60616
[10 empty] | 2.882% | 0.60598
[10 empty] | 2.885% | 0.60595
[10 empty] | 2.888% | 0.60586
[10 empty] | 2.891% | 0.60575
[10 empty] | 2.894% | 0.60571
[10 empty] | 2.897% | 0.60565
[10 empty] | 2.899% | 0.60564
[10 empty] | 2.902% | 0.60553
[10 empty] | 2.905% | 0.60539
[10 empty] | 2.908% | 0.6053
[10 empty] | 2.911% | 0.60523
[10 empty] | 2.914% | 0.60518
[10 empty] | 2.917% | 0.60515
[10 empty] | 2.919% | 0.60513
[10 empty] | 2.922% | 0.60506
[10 empty] | 2.925% | 0.605
[10 empty] | 2.928% | 0.60494
[10 empty] | 2.931% | 0.60489
[10 empty] | 2.934% | 0.60489
[10 empty] | 2.936% | 0.60488
[10 empty] | 2.939% | 0.6048
[10 empty] | 2.942% | 0.60467
[10 empty] | 2.945% | 0.60458
[10 empty] | 2.948% | 0.60446
[10 empty] | 2.951% | 0.60437
[10 empty] | 2.954% | 0.60428
[10 empty] | 2.956% | 0.60426
[10 empty] | 2.959% | 0.6042
[10 empty] | 2.962% | 0.6042
[10 empty] | 2.965% | 0.604
[10 empty] | 2.968% | 0.60397
[10 empty] | 2.971% | 0.60397
[10 empty] | 2.974% | 0.60384
[10 empty] | 2.976% | 0.60373
[10 empty] | 2.979% | 0.60368
[10 empty] | 2.982% | 0.60359
[10 empty] | 2.985% | 0.60359
[10 empty] | 2.988% | 0.60354
[10 empty] | 2.991% | 0.60351
[10 empty] | 2.994% | 0.60349
[10 empty] | 2.996% | 0.60339
[10 empty] | 2.999% | 0.60326
[10 empty] | 3.002% | 0.60319
[10 empty] | 3.005% | 0.60312
[10 empty] | 3.008% | 0.60303
[10 empty] | 3.011% | 0.60298
[10 empty] | 3.014% | 0.60287
[10 empty] | 3.016% | 0.60279
[10 empty] | 3.019% | 0.60267
[10 empty] | 3.022% | 0.60265
[10 empty] | 3.025% | 0.60256
[10 empty] | 3.028% | 0.60255
[10 empty] | 3.031% | 0.60242
[10 empty] | 3.034% | 0.60236
[10 empty] | 3.036% | 0.60228
[10 empty] | 3.039% | 0.60225
[10 empty] | 3.042% | 0.6022
[10 empty] | 3.045% | 0.60218
[10 empty] | 3.048% | 0.60216
[10 empty] | 3.051% | 0.60212
[10 empty] | 3.053% | 0.60206
[10 empty] | 3.056% | 0.60198
[10 empty] | 3.059% | 0.60175
[10 empty] | 3.062% | 0.6016
[10 empty] | 3.065% | 0.60158
[10 empty] | 3.068% | 0.60141
[10 empty] | 3.071% | 0.60139
[10 empty] | 3.073% | 0.60136
[10 empty] | 3.076% | 0.60109
[10 empty] | 3.079% | 0.60104
[10 empty] | 3.082% | 0.60093
[10 empty] | 3.085% | 0.60091
[10 empty] | 3.088% | 0.60089
[10 empty] | 3.091% | 0.60084
[10 empty] | 3.093% | 0.6008
[10 empty] | 3.096% | 0.60071
[10 empty] | 3.099% | 0.60063
[10 empty] | 3.102% | 0.6005
[10 empty] | 3.105% | 0.60048
[10 empty] | 3.108% | 0.60044
[10 empty] | 3.111% | 0.6004
[10 empty] | 3.113% | 0.60019
[10 empty] | 3.116% | 0.60015
[10 empty] | 3.119% | 0.60012
[10 empty] | 3.122% | 0.60007
[10 empty] | 3.125% | 0.59993
[10 empty] | 3.128% | 0.59983
[10 empty] | 3.131% | 0.59976
[10 empty] | 3.133% | 0.59962
[10 empty] | 3.136% | 0.59961
[10 empty] | 3.139% | 0.59958
[10 empty] | 3.142% | 0.59951
[10 empty] | 3.145% | 0.59943
[10 empty] | 3.148% | 0.5992
[10 empty] | 3.151% | 0.59919
[10 empty] | 3.153% | 0.599
[10 empty] | 3.156% | 0.5989
[10 empty] | 3.159% | 0.59881
[10 empty] | 3.162% | 0.59859
[10 empty] | 3.165% | 0.59852
[10 empty] | 3.168% | 0.59843
[10 empty] | 3.17% | 0.59841
[10 empty] | 3.173% | 0.59834
[10 empty] | 3.176% | 0.59831
[10 empty] | 3.179% | 0.59819
[10 empty] | 3.182% | 0.59811
[10 empty] | 3.185% | 0.5981
[10 empty] | 3.188% | 0.59805
[10 empty] | 3.19% | 0.59798
[10 empty] | 3.193% | 0.59797
[10 empty] | 3.196% | 0.59784
[10 empty] | 3.199% | 0.59784
[10 empty] | 3.202% | 0.59771
[10 empty] | 3.205% | 0.59767
[10 empty] | 3.208% | 0.59764
[10 empty] | 3.21% | 0.59763
[10 empty] | 3.213% | 0.59754
[10 empty] | 3.216% | 0.59751
[10 empty] | 3.219% | 0.59742
[10 empty] | 3.222% | 0.59731
[10 empty] | 3.225% | 0.59728
[10 empty] | 3.228% | 0.59726
[10 empty] | 3.23% | 0.59719
[10 empty] | 3.233% | 0.59719
[10 empty] | 3.236% | 0.59713
[10 empty] | 3.239% | 0.59701
[10 empty] | 3.242% | 0.59697
[10 empty] | 3.245% | 0.59692
[10 empty] | 3.248% | 0.59686
[10 empty] | 3.25% | 0.59683
[10 empty] | 3.253% | 0.5968
[10 empty] | 3.256% | 0.59678
[10 empty] | 3.259% | 0.59665
[10 empty] | 3.262% | 0.59655
[10 empty] | 3.265% | 0.59644
[10 empty] | 3.268% | 0.59638
[10 empty] | 3.27% | 0.59635
[10 empty] | 3.273% | 0.59631
[10 empty] | 3.276% | 0.59622
[10 empty] | 3.279% | 0.59614
[10 empty] | 3.282% | 0.59614
[10 empty] | 3.285% | 0.59602
[10 empty] | 3.287% | 0.59598
[10 empty] | 3.29% | 0.59596
[10 empty] | 3.293% | 0.59585
[10 empty] | 3.296% | 0.59584
[10 empty] | 3.299% | 0.59583
[10 empty] | 3.302% | 0.59573
[10 empty] | 3.305% | 0.59564
[10 empty] | 3.307% | 0.59559
[10 empty] | 3.31% | 0.59556
[10 empty] | 3.313% | 0.59547
[10 empty] | 3.316% | 0.59536
[10 empty] | 3.319% | 0.59523
[10 empty] | 3.322% | 0.59523
[10 empty] | 3.325% | 0.59522
[10 empty] | 3.327% | 0.59522
[10 empty] | 3.33% | 0.59518
[10 empty] | 3.333% | 0.59516
[10 empty] | 3.336% | 0.59498
[10 empty] | 3.339% | 0.59494
[10 empty] | 3.342% | 0.59481
[10 empty] | 3.345% | 0.59471
[10 empty] | 3.347% | 0.59469
[10 empty] | 3.35% | 0.59456
[10 empty] | 3.353% | 0.59449
[10 empty] | 3.356% | 0.59441
[10 empty] | 3.359% | 0.59439
[10 empty] | 3.362% | 0.59422
[10 empty] | 3.365% | 0.59407
[10 empty] | 3.367% | 0.59395
[10 empty] | 3.37% | 0.59388
[10 empty] | 3.373% | 0.59383
[10 empty] | 3.376% | 0.59373
[10 empty] | 3.379% | 0.59369
[10 empty] | 3.382% | 0.59368
[10 empty] | 3.385% | 0.59367
[10 empty] | 3.387% | 0.59367
[10 empty] | 3.39% | 0.59356
[10 empty] | 3.393% | 0.59352
[10 empty] | 3.396% | 0.59352
[10 empty] | 3.399% | 0.59344
[10 empty] | 3.402% | 0.59317
[10 empty] | 3.404% | 0.59317
[10 empty] | 3.407% | 0.59312
[10 empty] | 3.41% | 0.59307
[10 empty] | 3.413% | 0.59306
[10 empty] | 3.416% | 0.59296
[10 empty] | 3.419% | 0.59289
[10 empty] | 3.422% | 0.59278
[10 empty] | 3.424% | 0.59276
[10 empty] | 3.427% | 0.59272
[10 empty] | 3.43% | 0.59262
[10 empty] | 3.433% | 0.59257
[10 empty] | 3.436% | 0.59256
[10 empty] | 3.439% | 0.59255
[10 empty] | 3.442% | 0.59252
[10 empty] | 3.444% | 0.59238
[10 empty] | 3.447% | 0.59237
[10 empty] | 3.45% | 0.59233
[10 empty] | 3.453% | 0.59232
[10 empty] | 3.456% | 0.59231
[10 empty] | 3.459% | 0.5923
[10 empty] | 3.462% | 0.59227
[10 empty] | 3.464% | 0.59225
[10 empty] | 3.467% | 0.5921
[10 empty] | 3.47% | 0.59205
[10 empty] | 3.473% | 0.59205
[10 empty] | 3.476% | 0.59205
[10 empty] | 3.479% | 0.59198
[10 empty] | 3.482% | 0.59196
[10 empty] | 3.484% | 0.59191
[10 empty] | 3.487% | 0.59189
[10 empty] | 3.49% | 0.59187
[10 empty] | 3.493% | 0.59182
[10 empty] | 3.496% | 0.59182
[10 empty] | 3.499% | 0.59173
[10 empty] | 3.502% | 0.59172
[10 empty] | 3.504% | 0.59171
[10 empty] | 3.507% | 0.59165
[10 empty] | 3.51% | 0.59158
[10 empty] | 3.513% | 0.59157
[10 empty] | 3.516% | 0.59157
[10 empty] | 3.519% | 0.59153
[10 empty] | 3.521% | 0.59145
[10 empty] | 3.524% | 0.59144
[10 empty] | 3.527% | 0.5913
[10 empty] | 3.53% | 0.5912
[10 empty] | 3.533% | 0.59119
[10 empty] | 3.536% | 0.59112
[10 empty] | 3.539% | 0.59112
[10 empty] | 3.541% | 0.59094
[10 empty] | 3.544% | 0.59091
[10 empty] | 3.547% | 0.59084
[10 empty] | 3.55% | 0.5908
[10 empty] | 3.553% | 0.59079
[10 empty] | 3.556% | 0.59068
[10 empty] | 3.559% | 0.59051
[10 empty] | 3.561% | 0.59047
[10 empty] | 3.564% | 0.59043
[10 empty] | 3.567% | 0.59043
[10 empty] | 3.57% | 0.59037
[10 empty] | 3.573% | 0.59037
[10 empty] | 3.576% | 0.59036
[10 empty] | 3.579% | 0.59035
[10 empty] | 3.581% | 0.59034
[10 empty] | 3.584% | 0.59034
[10 empty] | 3.587% | 0.5903
[10 empty] | 3.59% | 0.59013
[10 empty] | 3.593% | 0.59013
[10 empty] | 3.596% | 0.59006
[10 empty] | 3.599% | 0.59003
[10 empty] | 3.601% | 0.58992
[10 empty] | 3.604% | 0.58985
[10 empty] | 3.607% | 0.58974
[10 empty] | 3.61% | 0.5895
[10 empty] | 3.613% | 0.58949
[10 empty] | 3.616% | 0.58948
[10 empty] | 3.619% | 0.58948
[10 empty] | 3.621% | 0.58947
[10 empty] | 3.624% | 0.58944
[10 empty] | 3.627% | 0.58942
[10 empty] | 3.63% | 0.5894
[10 empty] | 3.633% | 0.58933
[10 empty] | 3.636% | 0.58927
[10 empty] | 3.638% | 0.58922
[10 empty] | 3.641% | 0.58921
[10 empty] | 3.644% | 0.58921
[10 empty] | 3.647% | 0.58916
[10 empty] | 3.65% | 0.58907
[10 empty] | 3.653% | 0.58902
[10 empty] | 3.656% | 0.58894
[10 empty] | 3.658% | 0.58893
[10 empty] | 3.661% | 0.5889
[10 empty] | 3.664% | 0.58886
[10 empty] | 3.667% | 0.5888
[10 empty] | 3.67% | 0.58877
[10 empty] | 3.673% | 0.58876
[10 empty] | 3.676% | 0.58874
[10 empty] | 3.678% | 0.5887
[10 empty] | 3.681% | 0.58867
[10 empty] | 3.684% | 0.58862
[10 empty] | 3.687% | 0.58851
[10 empty] | 3.69% | 0.5885
[10 empty] | 3.693% | 0.5885
[10 empty] | 3.696% | 0.58849
[10 empty] | 3.698% | 0.58845
[10 empty] | 3.701% | 0.58829
[10 empty] | 3.704% | 0.58827
[10 empty] | 3.707% | 0.58824
[10 empty] | 3.71% | 0.58823
[10 empty] | 3.713% | 0.58819
[10 empty] | 3.716% | 0.58808
[10 empty] | 3.718% | 0.58804
[10 empty] | 3.721% | 0.58803
[10 empty] | 3.724% | 0.58788
[10 empty] | 3.727% | 0.58786
[10 empty] | 3.73% | 0.58785
[10 empty] | 3.733% | 0.5878
[10 empty] | 3.736% | 0.58777
[10 empty] | 3.738% | 0.58772
[10 empty] | 3.741% | 0.58769
[10 empty] | 3.744% | 0.58753
[10 empty] | 3.747% | 0.58744
[10 empty] | 3.75% | 0.58739
[10 empty] | 3.753% | 0.58736
[10 empty] | 3.755% | 0.58726
[10 empty] | 3.758% | 0.58724
[10 empty] | 3.761% | 0.58722
[10 empty] | 3.764% | 0.58719
[10 empty] | 3.767% | 0.58716
[10 empty] | 3.77% | 0.58699
[10 empty] | 3.773% | 0.58698
[10 empty] | 3.775% | 0.58697
[10 empty] | 3.778% | 0.58694
[10 empty] | 3.781% | 0.58693
[10 empty] | 3.784% | 0.58692
[10 empty] | 3.787% | 0.58691
[10 empty] | 3.79% | 0.58689
[10 empty] | 3.793% | 0.58688
[10 empty] | 3.795% | 0.58679
[10 empty] | 3.798% | 0.58675
[10 empty] | 3.801% | 0.58656
[10 empty] | 3.804% | 0.58647
[10 empty] | 3.807% | 0.58643
[10 empty] | 3.81% | 0.58631
[10 empty] | 3.813% | 0.58631
[10 empty] | 3.815% | 0.5863
[10 empty] | 3.818% | 0.58623
[10 empty] | 3.821% | 0.5861
[10 empty] | 3.824% | 0.58609
[10 empty] | 3.827% | 0.58607
[10 empty] | 3.83% | 0.58582
[10 empty] | 3.833% | 0.58574
[10 empty] | 3.835% | 0.58571
[10 empty] | 3.838% | 0.58562
[10 empty] | 3.841% | 0.58562
[10 empty] | 3.844% | 0.58554
[10 empty] | 3.847% | 0.58549
[10 empty] | 3.85% | 0.58541
[10 empty] | 3.853% | 0.58539
[10 empty] | 3.855% | 0.58533
[10 empty] | 3.858% | 0.58526
[10 empty] | 3.861% | 0.58526
[10 empty] | 3.864% | 0.58512
[10 empty] | 3.867% | 0.5851
[10 empty] | 3.87% | 0.585
[10 empty] | 3.872% | 0.58496
[10 empty] | 3.875% | 0.58492
[10 empty] | 3.878% | 0.58488
[10 empty] | 3.881% | 0.58486
[10 empty] | 3.884% | 0.58472
[10 empty] | 3.887% | 0.58456
[10 empty] | 3.89% | 0.58454
[10 empty] | 3.892% | 0.58445
[10 empty] | 3.895% | 0.58439
[10 empty] | 3.898% | 0.58437
[10 empty] | 3.901% | 0.58432
[10 empty] | 3.904% | 0.58431
[10 empty] | 3.907% | 0.58411
[10 empty] | 3.91% | 0.5841
[10 empty] | 3.912% | 0.58403
[10 empty] | 3.915% | 0.58399
[10 empty] | 3.918% | 0.58392
[10 empty] | 3.921% | 0.58392
[10 empty] | 3.924% | 0.58382
[10 empty] | 3.927% | 0.5838
[10 empty] | 3.93% | 0.58375
[10 empty] | 3.932% | 0.58368
[10 empty] | 3.935% | 0.58367
[10 empty] | 3.938% | 0.58361
[10 empty] | 3.941% | 0.58348
[10 empty] | 3.944% | 0.58346
[10 empty] | 3.947% | 0.58345
[10 empty] | 3.95% | 0.58334
[10 empty] | 3.952% | 0.58311
[10 empty] | 3.955% | 0.58302
[10 empty] | 3.958% | 0.58294
[10 empty] | 3.961% | 0.58288
[10 empty] | 3.964% | 0.58283
[10 empty] | 3.967% | 0.58279
[10 empty] | 3.97% | 0.58273
[10 empty] | 3.972% | 0.58271
[10 empty] | 3.975% | 0.5827
[10 empty] | 3.978% | 0.58267
[10 empty] | 3.981% | 0.58254
[10 empty] | 3.984% | 0.58253
[10 empty] | 3.987% | 0.5825
[10 empty] | 3.989% | 0.58239
[10 empty] | 3.992% | 0.58231
[10 empty] | 3.995% | 0.58224
[10 empty] | 3.998% | 0.58219
[10 empty] | 4.001% | 0.58204
[10 empty] | 4.004% | 0.58202
[10 empty] | 4.007% | 0.58197
[10 empty] | 4.009% | 0.58184
[10 empty] | 4.012% | 0.58184
[10 empty] | 4.015% | 0.58181
[10 empty] | 4.018% | 0.5818
[10 empty] | 4.021% | 0.58176
[10 empty] | 4.024% | 0.58167
[10 empty] | 4.027% | 0.58162
[10 empty] | 4.029% | 0.58153
[10 empty] | 4.032% | 0.58148
[10 empty] | 4.035% | 0.58146
[10 empty] | 4.038% | 0.58133
[10 empty] | 4.041% | 0.58132
[10 empty] | 4.044% | 0.58125
[10 empty] | 4.047% | 0.58124
[10 empty] | 4.049% | 0.58121
[10 empty] | 4.052% | 0.58117
[10 empty] | 4.055% | 0.58089
[10 empty] | 4.058% | 0.58087
[10 empty] | 4.061% | 0.58079
[10 empty] | 4.064% | 0.58069
[10 empty] | 4.067% | 0.58067
[10 empty] | 4.069% | 0.58061
[10 empty] | 4.072% | 0.58057
[10 empty] | 4.075% | 0.58049
[10 empty] | 4.078% | 0.58042
[10 empty] | 4.081% | 0.58041
[10 empty] | 4.084% | 0.58037
[10 empty] | 4.087% | 0.58035
[10 empty] | 4.089% | 0.58035
[10 empty] | 4.092% | 0.58026
[10 empty] | 4.095% | 0.58026
[10 empty] | 4.098% | 0.58023
[10 empty] | 4.101% | 0.58022
[10 empty] | 4.104% | 0.58021
[10 empty] | 4.107% | 0.58017
[10 empty] | 4.109% | 0.58011
[10 empty] | 4.112% | 0.58003
[10 empty] | 4.115% | 0.57999
[10 empty] | 4.118% | 0.57997
[10 empty] | 4.121% | 0.57988
[10 empty] | 4.124% | 0.57987
[10 empty] | 4.126% | 0.57985
[10 empty] | 4.129% | 0.57982
[10 empty] | 4.132% | 0.57981
[10 empty] | 4.135% | 0.57978
[10 empty] | 4.138% | 0.57976
[10 empty] | 4.141% | 0.57975
[10 empty] | 4.144% | 0.57973
[10 empty] | 4.146% | 0.57973
[10 empty] | 4.149% | 0.57969
[10 empty] | 4.152% | 0.57968
[10 empty] | 4.155% | 0.57967
[10 empty] | 4.158% | 0.57964
[10 empty] | 4.161% | 0.5796
[10 empty] | 4.164% | 0.57953
[10 empty] | 4.166% | 0.57945
[10 empty] | 4.169% | 0.57909
[10 empty] | 4.172% | 0.57908
[10 empty] | 4.175% | 0.57905
[10 empty] | 4.178% | 0.57897
[10 empty] | 4.181% | 0.57887
[10 empty] | 4.184% | 0.57882
[10 empty] | 4.186% | 0.57879
[10 empty] | 4.189% | 0.57867
[10 empty] | 4.192% | 0.57866
[10 empty] | 4.195% | 0.57863
[10 empty] | 4.198% | 0.57858
[10 empty] | 4.201% | 0.57853
[10 empty] | 4.204% | 0.57845
[10 empty] | 4.206% | 0.57835
[10 empty] | 4.209% | 0.57827
[10 empty] | 4.212% | 0.57825
[10 empty] | 4.215% | 0.57821
[10 empty] | 4.218% | 0.57818
[10 empty] | 4.221% | 0.57812
[10 empty] | 4.224% | 0.57811
[10 empty] | 4.226% | 0.57809
[10 empty] | 4.229% | 0.57804
[10 empty] | 4.232% | 0.57804
[10 empty] | 4.235% | 0.57795
[10 empty] | 4.238% | 0.5779
[10 empty] | 4.241% | 0.57787
[10 empty] | 4.243% | 0.57779
[10 empty] | 4.246% | 0.57777
[10 empty] | 4.249% | 0.57776
[10 empty] | 4.252% | 0.57739
[10 empty] | 4.255% | 0.57736
[10 empty] | 4.258% | 0.57731
[10 empty] | 4.261% | 0.57728
[10 empty] | 4.263% | 0.57726
[10 empty] | 4.266% | 0.57724
[10 empty] | 4.269% | 0.57723
[10 empty] | 4.272% | 0.57719
[10 empty] | 4.275% | 0.57715
[10 empty] | 4.278% | 0.57709
[10 empty] | 4.281% | 0.57706
[10 empty] | 4.283% | 0.57695
[10 empty] | 4.286% | 0.57688
[10 empty] | 4.289% | 0.57685
[10 empty] | 4.292% | 0.57683
[10 empty] | 4.295% | 0.57681
[10 empty] | 4.298% | 0.57673
[10 empty] | 4.301% | 0.57662
[10 empty] | 4.303% | 0.57662
[10 empty] | 4.306% | 0.57662
[10 empty] | 4.309% | 0.57662
[10 empty] | 4.312% | 0.57655
[10 empty] | 4.315% | 0.57654
[10 empty] | 4.318% | 0.5765
[10 empty] | 4.321% | 0.57645
[10 empty] | 4.323% | 0.57645
[10 empty] | 4.326% | 0.57641
[10 empty] | 4.329% | 0.57636
[10 empty] | 4.332% | 0.57632
[10 empty] | 4.335% | 0.57607
[10 empty] | 4.338% | 0.57606
[10 empty] | 4.341% | 0.57605
[10 empty] | 4.343% | 0.57603
[10 empty] | 4.346% | 0.57589
[10 empty] | 4.349% | 0.57586
[10 empty] | 4.352% | 0.57586
[10 empty] | 4.355% | 0.57584
[10 empty] | 4.358% | 0.57584
[10 empty] | 4.36% | 0.57581
[10 empty] | 4.363% | 0.5758
[10 empty] | 4.366% | 0.57574
[10 empty] | 4.369% | 0.57573
[10 empty] | 4.372% | 0.57568
[10 empty] | 4.375% | 0.57566
[10 empty] | 4.378% | 0.57559
[10 empty] | 4.38% | 0.57558
[10 empty] | 4.383% | 0.57552
[10 empty] | 4.386% | 0.5755
[10 empty] | 4.389% | 0.57542
[10 empty] | 4.392% | 0.57541
[10 empty] | 4.395% | 0.57518
[10 empty] | 4.398% | 0.57514
[10 empty] | 4.4% | 0.57513
[10 empty] | 4.403% | 0.57512
[10 empty] | 4.406% | 0.57508
[10 empty] | 4.409% | 0.57506
[10 empty] | 4.412% | 0.57505
[10 empty] | 4.415% | 0.57503
[10 empty] | 4.418% | 0.57502
[10 empty] | 4.42% | 0.57499
[10 empty] | 4.423% | 0.57496
[10 empty] | 4.426% | 0.57492
[10 empty] | 4.429% | 0.57491
[10 empty] | 4.432% | 0.57491
[10 empty] | 4.435% | 0.57478
[10 empty] | 4.438% | 0.57477
[10 empty] | 4.44% | 0.57475
[10 empty] | 4.443% | 0.57472
[10 empty] | 4.446% | 0.57471
[10 empty] | 4.449% | 0.57466
[10 empty] | 4.452% | 0.57465
[10 empty] | 4.455% | 0.57461
[10 empty] | 4.458% | 0.5745
[10 empty] | 4.46% | 0.5744
[10 empty] | 4.463% | 0.57435
[10 empty] | 4.466% | 0.57423
[10 empty] | 4.469% | 0.57421
[10 empty] | 4.472% | 0.57418
[10 empty] | 4.475% | 0.57417
[10 empty] | 4.477% | 0.574
[10 empty] | 4.48% | 0.57397
[10 empty] | 4.483% | 0.57396
[10 empty] | 4.486% | 0.57388
[10 empty] | 4.489% | 0.57372
[10 empty] | 4.492% | 0.57371
[10 empty] | 4.495% | 0.57365
[10 empty] | 4.497% | 0.57359
[10 empty] | 4.5% | 0.57358
[10 empty] | 4.503% | 0.57355
[10 empty] | 4.506% | 0.57351
[10 empty] | 4.509% | 0.57343
[10 empty] | 4.512% | 0.57339
[10 empty] | 4.515% | 0.57337
[10 empty] | 4.517% | 0.57321
[10 empty] | 4.52% | 0.57313
[10 empty] | 4.523% | 0.57312
[10 empty] | 4.526% | 0.573
[10 empty] | 4.529% | 0.57294
[10 empty] | 4.532% | 0.57287
[10 empty] | 4.535% | 0.57286
[10 empty] | 4.537% | 0.5728
[10 empty] | 4.54% | 0.57276
[10 empty] | 4.543% | 0.57274
[10 empty] | 4.546% | 0.57253
[10 empty] | 4.549% | 0.57251
[10 empty] | 4.552% | 0.5725
[10 empty] | 4.555% | 0.57236
[10 empty] | 4.557% | 0.57235
[10 empty] | 4.56% | 0.57234
[10 empty] | 4.563% | 0.57225
[10 empty] | 4.566% | 0.57222
[10 empty] | 4.569% | 0.57214
[10 empty] | 4.572% | 0.57213
[10 empty] | 4.575% | 0.57202
[10 empty] | 4.577% | 0.57201
[10 empty] | 4.58% | 0.57195
[10 empty] | 4.583% | 0.57178
[10 empty] | 4.586% | 0.57177
[10 empty] | 4.589% | 0.5717
[10 empty] | 4.592% | 0.57166
[10 empty] | 4.594% | 0.57164
[10 empty] | 4.597% | 0.57145
[10 empty] | 4.6% | 0.57144
[10 empty] | 4.603% | 0.5714
[10 empty] | 4.606% | 0.57138
[10 empty] | 4.609% | 0.57129
[10 empty] | 4.612% | 0.57128
[10 empty] | 4.614% | 0.57122
[10 empty] | 4.617% | 0.57107
[10 empty] | 4.62% | 0.57103
[10 empty] | 4.623% | 0.57087
[10 empty] | 4.626% | 0.57085
[10 empty] | 4.629% | 0.57084
[10 empty] | 4.632% | 0.57081
[10 empty] | 4.634% | 0.57072
[10 empty] | 4.637% | 0.57057
[10 empty] | 4.64% | 0.57051
[10 empty] | 4.643% | 0.57048
[10 empty] | 4.646% | 0.57048
[10 empty] | 4.649% | 0.57036
[10 empty] | 4.652% | 0.57034
[10 empty] | 4.654% | 0.57029
[10 empty] | 4.657% | 0.57029
[10 empty] | 4.66% | 0.57024
[10 empty] | 4.663% | 0.57021
[10 empty] | 4.666% | 0.57015
[10 empty] | 4.669% | 0.57012
[10 empty] | 4.672% | 0.57009
[10 empty] | 4.674% | 0.57005
[10 empty] | 4.677% | 0.57002
[10 empty] | 4.68% | 0.57
[10 empty] | 4.683% | 0.56997
[10 empty] | 4.686% | 0.56991
[10 empty] | 4.689% | 0.5699
[10 empty] | 4.692% | 0.56988
[10 empty] | 4.694% | 0.56982
[10 empty] | 4.697% | 0.56974
[10 empty] | 4.7% | 0.56969
[10 empty] | 4.703% | 0.56964
[10 empty] | 4.706% | 0.56964
[10 empty] | 4.709% | 0.56961
[10 empty] | 4.711% | 0.56958
[10 empty] | 4.714% | 0.56954
[10 empty] | 4.717% | 0.5694
[10 empty] | 4.72% | 0.56932
[10 empty] | 4.723% | 0.56931
[10 empty] | 4.726% | 0.5693
[10 empty] | 4.729% | 0.56928
[10 empty] | 4.731% | 0.56927
[10 empty] | 4.734% | 0.56919
[10 empty] | 4.737% | 0.56912
[10 empty] | 4.74% | 0.56906
[10 empty] | 4.743% | 0.56901
[10 empty] | 4.746% | 0.56895
[10 empty] | 4.749% | 0.56894
[10 empty] | 4.751% | 0.5689
[10 empty] | 4.754% | 0.56889
[10 empty] | 4.757% | 0.56886
[10 empty] | 4.76% | 0.56883
[10 empty] | 4.763% | 0.56881
[10 empty] | 4.766% | 0.56879
[10 empty] | 4.769% | 0.56877
[10 empty] | 4.771% | 0.56873
[10 empty] | 4.774% | 0.56873
[10 empty] | 4.777% | 0.5687
[10 empty] | 4.78% | 0.56867
[10 empty] | 4.783% | 0.56865
[10 empty] | 4.786% | 0.56859
[10 empty] | 4.789% | 0.56856
[10 empty] | 4.791% | 0.56855
[10 empty] | 4.794% | 0.56852
[10 empty] | 4.797% | 0.56842
[10 empty] | 4.8% | 0.56842
[10 empty] | 4.803% | 0.56836
[10 empty] | 4.806% | 0.5683
[10 empty] | 4.809% | 0.56827
[10 empty] | 4.811% | 0.56825
[10 empty] | 4.814% | 0.56811
[10 empty] | 4.817% | 0.56796
[10 empty] | 4.82% | 0.56791
[10 empty] | 4.823% | 0.56774
[10 empty] | 4.826% | 0.56768
[10 empty] | 4.828% | 0.56766
[10 empty] | 4.831% | 0.56738
[10 empty] | 4.834% | 0.56724
[10 empty] | 4.837% | 0.56721
[10 empty] | 4.84% | 0.56709
[10 empty] | 4.843% | 0.567
[10 empty] | 4.846% | 0.56698
[10 empty] | 4.848% | 0.56697
[10 empty] | 4.851% | 0.56697
[10 empty] | 4.854% | 0.56696
[10 empty] | 4.857% | 0.56696
[10 empty] | 4.86% | 0.56693
[10 empty] | 4.863% | 0.56691
[10 empty] | 4.866% | 0.56679
[10 empty] | 4.868% | 0.56676
[10 empty] | 4.871% | 0.56676
[10 empty] | 4.874% | 0.56669
[10 empty] | 4.877% | 0.56667
[10 empty] | 4.88% | 0.56664
[10 empty] | 4.883% | 0.56662
[10 empty] | 4.886% | 0.56658
[10 empty] | 4.888% | 0.56653
[10 empty] | 4.891% | 0.56645
[10 empty] | 4.894% | 0.56644
[10 empty] | 4.897% | 0.56643
[10 empty] | 4.9% | 0.56639
[10 empty] | 4.903% | 0.56637
[10 empty] | 4.906% | 0.56637
[10 empty] | 4.908% | 0.56631
[10 empty] | 4.911% | 0.5663
[10 empty] | 4.914% | 0.56626
[10 empty] | 4.917% | 0.56624
[10 empty] | 4.92% | 0.5662
[10 empty] | 4.923% | 0.56619
[10 empty] | 4.926% | 0.56617
[10 empty] | 4.928% | 0.56616
[10 empty] | 4.931% | 0.56606
[10 empty] | 4.934% | 0.56596
[10 empty] | 4.937% | 0.56596
[10 empty] | 4.94% | 0.56594
[10 empty] | 4.943% | 0.56594
[10 empty] | 4.945% | 0.56582
[10 empty] | 4.948% | 0.56571
[10 empty] | 4.951% | 0.56568
[10 empty] | 4.954% | 0.56564
[10 empty] | 4.957% | 0.56559
[10 empty] | 4.96% | 0.56556
[10 empty] | 4.963% | 0.56555
[10 empty] | 4.965% | 0.56551
[10 empty] | 4.968% | 0.56551
[10 empty] | 4.971% | 0.56548
[10 empty] | 4.974% | 0.56534
[10 empty] | 4.977% | 0.56532
[10 empty] | 4.98% | 0.56531
[10 empty] | 4.983% | 0.56527
[10 empty] | 4.985% | 0.56524
[10 empty] | 4.988% | 0.56521
[10 empty] | 4.991% | 0.56521
[10 empty] | 4.994% | 0.56521
[10 empty] | 4.997% | 0.56513
[10 empty] | 5% | 0.56513
[10 empty] | 5.003% | 0.56512
[10 empty] | 5.005% | 0.56499
[10 empty] | 5.008% | 0.56499
[10 empty] | 5.011% | 0.56485
[10 empty] | 5.014% | 0.56479
[10 empty] | 5.017% | 0.56478
[10 empty] | 5.02% | 0.56472
[10 empty] | 5.023% | 0.56472
[10 empty] | 5.025% | 0.56469
[10 empty] | 5.028% | 0.56455
[10 empty] | 5.031% | 0.56445
[10 empty] | 5.034% | 0.56435
[10 empty] | 5.037% | 0.56431
[10 empty] | 5.04% | 0.5643
[10 empty] | 5.043% | 0.56426
[10 empty] | 5.045% | 0.5642
[10 empty] | 5.048% | 0.56412
[10 empty] | 5.051% | 0.5641
[10 empty] | 5.054% | 0.56404
[10 empty] | 5.057% | 0.56402
[10 empty] | 5.06% | 0.56401
[10 empty] | 5.062% | 0.56394
[10 empty] | 5.065% | 0.5639
[10 empty] | 5.068% | 0.56389
[10 empty] | 5.071% | 0.56383
[10 empty] | 5.074% | 0.56379
[10 empty] | 5.077% | 0.5637
[10 empty] | 5.08% | 0.56355
[10 empty] | 5.082% | 0.56353
[10 empty] | 5.085% | 0.56349
[10 empty] | 5.088% | 0.56346
[10 empty] | 5.091% | 0.56346
[10 empty] | 5.094% | 0.5634
[10 empty] | 5.097% | 0.56339
[10 empty] | 5.1% | 0.56319
[10 empty] | 5.102% | 0.56318
[10 empty] | 5.105% | 0.56317
[10 empty] | 5.108% | 0.56315
[10 empty] | 5.111% | 0.56314
[10 empty] | 5.114% | 0.56312
[10 empty] | 5.117% | 0.5631
[10 empty] | 5.12% | 0.56309
[10 empty] | 5.122% | 0.56308
[10 empty] | 5.125% | 0.56305
[10 empty] | 5.128% | 0.56304
[10 empty] | 5.131% | 0.56297
[10 empty] | 5.134% | 0.56297
[10 empty] | 5.137% | 0.56295
[10 empty] | 5.14% | 0.56294
[10 empty] | 5.142% | 0.56288
[10 empty] | 5.145% | 0.56284
[10 empty] | 5.148% | 0.56281
[10 empty] | 5.151% | 0.56279
[10 empty] | 5.154% | 0.56278
[10 empty] | 5.157% | 0.56275
[10 empty] | 5.16% | 0.56267
[10 empty] | 5.162% | 0.56264
[10 empty] | 5.165% | 0.56263
[10 empty] | 5.168% | 0.56251
[10 empty] | 5.171% | 0.56249
[10 empty] | 5.174% | 0.56247
[10 empty] | 5.177% | 0.56241
[10 empty] | 5.179% | 0.5624
[10 empty] | 5.182% | 0.56238
[10 empty] | 5.185% | 0.56233
[10 empty] | 5.188% | 0.5623
[10 empty] | 5.191% | 0.56221
[10 empty] | 5.194% | 0.5622
[10 empty] | 5.197% | 0.56216
[10 empty] | 5.199% | 0.56215
[10 empty] | 5.202% | 0.56207
[10 empty] | 5.205% | 0.56206
[10 empty] | 5.208% | 0.56203
[10 empty] | 5.211% | 0.56199
[10 empty] | 5.214% | 0.56197
[10 empty] | 5.217% | 0.56192
[10 empty] | 5.219% | 0.56189
[10 empty] | 5.222% | 0.56178
[10 empty] | 5.225% | 0.56175
[10 empty] | 5.228% | 0.56169
[10 empty] | 5.231% | 0.5616
[10 empty] | 5.234% | 0.56156
[10 empty] | 5.237% | 0.56152
[10 empty] | 5.239% | 0.5615
[10 empty] | 5.242% | 0.56146
[10 empty] | 5.245% | 0.56143
[10 empty] | 5.248% | 0.56141
[10 empty] | 5.251% | 0.56136
[10 empty] | 5.254% | 0.56135
[10 empty] | 5.257% | 0.56134
[10 empty] | 5.259% | 0.56127
[10 empty] | 5.262% | 0.56127
[10 empty] | 5.265% | 0.56124
[10 empty] | 5.268% | 0.56123
[10 empty] | 5.271% | 0.56116
[10 empty] | 5.274% | 0.5611
[10 empty] | 5.277% | 0.56107
[10 empty] | 5.279% | 0.56107
[10 empty] | 5.282% | 0.561
[10 empty] | 5.285% | 0.56088
[10 empty] | 5.288% | 0.56086
[10 empty] | 5.291% | 0.56082
[10 empty] | 5.294% | 0.56076
[10 empty] | 5.297% | 0.56073
[10 empty] | 5.299% | 0.56068
[10 empty] | 5.302% | 0.56067
[10 empty] | 5.305% | 0.5606
[10 empty] | 5.308% | 0.56058
[10 empty] | 5.311% | 0.56056
[10 empty] | 5.314% | 0.56051
[10 empty] | 5.316% | 0.56046
[10 empty] | 5.319% | 0.56046
[10 empty] | 5.322% | 0.56037
[10 empty] | 5.325% | 0.56037
[10 empty] | 5.328% | 0.56033
[10 empty] | 5.331% | 0.56031
[10 empty] | 5.334% | 0.56031
[10 empty] | 5.336% | 0.56028
[10 empty] | 5.339% | 0.56027
[10 empty] | 5.342% | 0.56024
[10 empty] | 5.345% | 0.56021
[10 empty] | 5.348% | 0.56021
[10 empty] | 5.351% | 0.56016
[10 empty] | 5.354% | 0.56013
[10 empty] | 5.356% | 0.5601
[10 empty] | 5.359% | 0.56009
[10 empty] | 5.362% | 0.56009
[10 empty] | 5.365% | 0.56008
[10 empty] | 5.368% | 0.56008
[10 empty] | 5.371% | 0.55999
[10 empty] | 5.374% | 0.55994
[10 empty] | 5.376% | 0.55992
[10 empty] | 5.379% | 0.55984
[10 empty] | 5.382% | 0.55983
[10 empty] | 5.385% | 0.55978
[10 empty] | 5.388% | 0.5597
[10 empty] | 5.391% | 0.55969
[10 empty] | 5.394% | 0.55958
[10 empty] | 5.396% | 0.55955
[10 empty] | 5.399% | 0.5595
[10 empty] | 5.402% | 0.55945
[10 empty] | 5.405% | 0.55927
[10 empty] | 5.408% | 0.55927
[10 empty] | 5.411% | 0.55926
[10 empty] | 5.414% | 0.55917
[10 empty] | 5.416% | 0.55911
[10 empty] | 5.419% | 0.5591
[10 empty] | 5.422% | 0.55906
[10 empty] | 5.425% | 0.55897
[10 empty] | 5.428% | 0.55896
[10 empty] | 5.431% | 0.55895
[10 empty] | 5.433% | 0.55893
[10 empty] | 5.436% | 0.55891
[10 empty] | 5.439% | 0.55889
[10 empty] | 5.442% | 0.55889
[10 empty] | 5.445% | 0.55889
[10 empty] | 5.448% | 0.55879
[10 empty] | 5.451% | 0.55878
[10 empty] | 5.453% | 0.55873
[10 empty] | 5.456% | 0.55858
[10 empty] | 5.459% | 0.55851
[10 empty] | 5.462% | 0.55841
[10 empty] | 5.465% | 0.55837
[10 empty] | 5.468% | 0.55833
[10 empty] | 5.471% | 0.55832
[10 empty] | 5.473% | 0.55831
[10 empty] | 5.476% | 0.5583
[10 empty] | 5.479% | 0.55825
[10 empty] | 5.482% | 0.55821
[10 empty] | 5.485% | 0.55821
[10 empty] | 5.488% | 0.55819
[10 empty] | 5.491% | 0.55814
[10 empty] | 5.493% | 0.55814
[10 empty] | 5.496% | 0.55813
[10 empty] | 5.499% | 0.55811
[10 empty] | 5.502% | 0.55809
[10 empty] | 5.505% | 0.55804
[10 empty] | 5.508% | 0.55803
[10 empty] | 5.511% | 0.55799
[10 empty] | 5.513% | 0.55792
[10 empty] | 5.516% | 0.55789
[10 empty] | 5.519% | 0.55788
[10 empty] | 5.522% | 0.55787
[10 empty] | 5.525% | 0.55784
[10 empty] | 5.528% | 0.55782
[10 empty] | 5.531% | 0.55771
[10 empty] | 5.533% | 0.55771
[10 empty] | 5.536% | 0.55771
[10 empty] | 5.539% | 0.55768
[10 empty] | 5.542% | 0.55764
[10 empty] | 5.545% | 0.55763
[10 empty] | 5.548% | 0.55762
[10 empty] | 5.55% | 0.5576
[10 empty] | 5.553% | 0.55758
[10 empty] | 5.556% | 0.55754
[10 empty] | 5.559% | 0.55753
[10 empty] | 5.562% | 0.55752
[10 empty] | 5.565% | 0.55749
[10 empty] | 5.568% | 0.55749
[10 empty] | 5.57% | 0.55747
[10 empty] | 5.573% | 0.5574
[10 empty] | 5.576% | 0.55737
[10 empty] | 5.579% | 0.55736
[10 empty] | 5.582% | 0.55736
[10 empty] | 5.585% | 0.55735
[10 empty] | 5.588% | 0.55734
[10 empty] | 5.59% | 0.55732
[10 empty] | 5.593% | 0.55732
[10 empty] | 5.596% | 0.5573
[10 empty] | 5.599% | 0.55725
[10 empty] | 5.602% | 0.55712
[10 empty] | 5.605% | 0.55711
[10 empty] | 5.608% | 0.55704
[10 empty] | 5.61% | 0.55703
[10 empty] | 5.613% | 0.55696
[10 empty] | 5.616% | 0.55688
[10 empty] | 5.619% | 0.55681
[10 empty] | 5.622% | 0.5568
[10 empty] | 5.625% | 0.55678
[10 empty] | 5.628% | 0.55673
[10 empty] | 5.63% | 0.55672
[10 empty] | 5.633% | 0.5566
[10 empty] | 5.636% | 0.55653
[10 empty] | 5.639% | 0.55651
[10 empty] | 5.642% | 0.55649
[10 empty] | 5.645% | 0.55648
[10 empty] | 5.648% | 0.55647
[10 empty] | 5.65% | 0.5564
[10 empty] | 5.653% | 0.55637
[10 empty] | 5.656% | 0.5563
[10 empty] | 5.659% | 0.55626
[10 empty] | 5.662% | 0.55621
[10 empty] | 5.665% | 0.55611
[10 empty] | 5.667% | 0.55605
[10 empty] | 5.67% | 0.55595
[10 empty] | 5.673% | 0.55594
[10 empty] | 5.676% | 0.5559
[10 empty] | 5.679% | 0.5559
[10 empty] | 5.682% | 0.55585
[10 empty] | 5.685% | 0.55581
[10 empty] | 5.687% | 0.55581
[10 empty] | 5.69% | 0.55574
[10 empty] | 5.693% | 0.5557
[10 empty] | 5.696% | 0.55565
[10 empty] | 5.699% | 0.55562
[10 empty] | 5.702% | 0.55558
[10 empty] | 5.705% | 0.55556
[10 empty] | 5.707% | 0.55555
[10 empty] | 5.71% | 0.55555
[10 empty] | 5.713% | 0.5555
[10 empty] | 5.716% | 0.55544
[10 empty] | 5.719% | 0.55539
[10 empty] | 5.722% | 0.55539
[10 empty] | 5.725% | 0.55536
[10 empty] | 5.727% | 0.55531
[10 empty] | 5.73% | 0.55525
[10 empty] | 5.733% | 0.55514
[10 empty] | 5.736% | 0.55506
[10 empty] | 5.739% | 0.55501
[10 empty] | 5.742% | 0.55496
[10 empty] | 5.745% | 0.55496
[10 empty] | 5.747% | 0.55491
[10 empty] | 5.75% | 0.5549
[10 empty] | 5.753% | 0.55486
[10 empty] | 5.756% | 0.55485
[10 empty] | 5.759% | 0.55485
[10 empty] | 5.762% | 0.55485
[10 empty] | 5.765% | 0.55483
[10 empty] | 5.767% | 0.55477
[10 empty] | 5.77% | 0.55473
[10 empty] | 5.773% | 0.55471
[10 empty] | 5.776% | 0.55471
[10 empty] | 5.779% | 0.55467
[10 empty] | 5.782% | 0.55467
[10 empty] | 5.784% | 0.55462
[10 empty] | 5.787% | 0.5546
[10 empty] | 5.79% | 0.55455
[10 empty] | 5.793% | 0.55453
[10 empty] | 5.796% | 0.5545
[10 empty] | 5.799% | 0.55448
[10 empty] | 5.802% | 0.55446
[10 empty] | 5.804% | 0.55441
[10 empty] | 5.807% | 0.55438
[10 empty] | 5.81% | 0.55433
[10 empty] | 5.813% | 0.55432
[10 empty] | 5.816% | 0.55432
[10 empty] | 5.819% | 0.55431
[10 empty] | 5.822% | 0.55421
[10 empty] | 5.824% | 0.55418
[10 empty] | 5.827% | 0.55416
[10 empty] | 5.83% | 0.55411
[10 empty] | 5.833% | 0.55409
[10 empty] | 5.836% | 0.55408
[10 empty] | 5.839% | 0.55407
[10 empty] | 5.842% | 0.55404
[10 empty] | 5.844% | 0.55398
[10 empty] | 5.847% | 0.55395
[10 empty] | 5.85% | 0.55393
[10 empty] | 5.853% | 0.55392
[10 empty] | 5.856% | 0.55385
[10 empty] | 5.859% | 0.55378
[10 empty] | 5.862% | 0.55376
[10 empty] | 5.864% | 0.55374
[10 empty] | 5.867% | 0.5536
[10 empty] | 5.87% | 0.55357
[10 empty] | 5.873% | 0.55354
[10 empty] | 5.876% | 0.55351
[10 empty] | 5.879% | 0.55348
[10 empty] | 5.882% | 0.55346
[10 empty] | 5.884% | 0.55345
[10 empty] | 5.887% | 0.55342
[10 empty] | 5.89% | 0.55339
[10 empty] | 5.893% | 0.55332
[10 empty] | 5.896% | 0.55332
[10 empty] | 5.899% | 0.55329
[10 empty] | 5.901% | 0.55328
[10 empty] | 5.904% | 0.55324
[10 empty] | 5.907% | 0.55322
[10 empty] | 5.91% | 0.55318
[10 empty] | 5.913% | 0.55314
[10 empty] | 5.916% | 0.55303
[10 empty] | 5.919% | 0.55303
[10 empty] | 5.921% | 0.55301
[10 empty] | 5.924% | 0.55301
[10 empty] | 5.927% | 0.55297
[10 empty] | 5.93% | 0.55293
[10 empty] | 5.933% | 0.5529
[10 empty] | 5.936% | 0.55286
[10 empty] | 5.939% | 0.55285
[10 empty] | 5.941% | 0.55279
[10 empty] | 5.944% | 0.55277
[10 empty] | 5.947% | 0.55275
[10 empty] | 5.95% | 0.55273
[10 empty] | 5.953% | 0.5527
[10 empty] | 5.956% | 0.55267
[10 empty] | 5.959% | 0.55263
[10 empty] | 5.961% | 0.55261
[10 empty] | 5.964% | 0.55257
[10 empty] | 5.967% | 0.55256
[10 empty] | 5.97% | 0.55255
[10 empty] | 5.973% | 0.55249
[10 empty] | 5.976% | 0.55246
[10 empty] | 5.979% | 0.55244
[10 empty] | 5.981% | 0.55241
[10 empty] | 5.984% | 0.55238
[10 empty] | 5.987% | 0.55237
[10 empty] | 5.99% | 0.55235
[10 empty] | 5.993% | 0.55232
[10 empty] | 5.996% | 0.55232
[10 empty] | 5.999% | 0.5523
[10 empty] | 6.001% | 0.55226
[10 empty] | 6.004% | 0.55224
[10 empty] | 6.007% | 0.55224
[10 empty] | 6.01% | 0.55223
[10 empty] | 6.013% | 0.55221
[10 empty] | 6.016% | 0.55221
[10 empty] | 6.018% | 0.55219
[10 empty] | 6.021% | 0.55216
[10 empty] | 6.024% | 0.5521
[10 empty] | 6.027% | 0.55204
[10 empty] | 6.03% | 0.55197
[10 empty] | 6.033% | 0.55195
[10 empty] | 6.036% | 0.55194
[10 empty] | 6.038% | 0.55191
[10 empty] | 6.041% | 0.55188
[10 empty] | 6.044% | 0.55176
[10 empty] | 6.047% | 0.55175
[10 empty] | 6.05% | 0.55172
[10 empty] | 6.053% | 0.55164
[10 empty] | 6.056% | 0.55162
[10 empty] | 6.058% | 0.55161
[10 empty] | 6.061% | 0.5516
[10 empty] | 6.064% | 0.55144
[10 empty] | 6.067% | 0.55144
[10 empty] | 6.07% | 0.55144
[10 empty] | 6.073% | 0.55132
[10 empty] | 6.076% | 0.55131
[10 empty] | 6.078% | 0.55129
[10 empty] | 6.081% | 0.55126
[10 empty] | 6.084% | 0.55125
[10 empty] | 6.087% | 0.55119
[10 empty] | 6.09% | 0.55112
[10 empty] | 6.093% | 0.5511
[10 empty] | 6.096% | 0.55099
[10 empty] | 6.098% | 0.55096
[10 empty] | 6.101% | 0.55084
[10 empty] | 6.104% | 0.55082
[10 empty] | 6.107% | 0.55079
[10 empty] | 6.11% | 0.55078
[10 empty] | 6.113% | 0.55071
[10 empty] | 6.116% | 0.55067
[10 empty] | 6.118% | 0.55065
[10 empty] | 6.121% | 0.55062
[10 empty] | 6.124% | 0.55061
[10 empty] | 6.127% | 0.55058
[10 empty] | 6.13% | 0.55057
[10 empty] | 6.133% | 0.55056
[10 empty] | 6.135% | 0.55055
[10 empty] | 6.138% | 0.55048
[10 empty] | 6.141% | 0.5504
[10 empty] | 6.144% | 0.55034
[10 empty] | 6.147% | 0.55033
[10 empty] | 6.15% | 0.55001
[10 empty] | 6.153% | 0.54991
[10 empty] | 6.155% | 0.54989
[10 empty] | 6.158% | 0.54984
[10 empty] | 6.161% | 0.54983
[10 empty] | 6.164% | 0.54974
[10 empty] | 6.167% | 0.54969
[10 empty] | 6.17% | 0.54967
[10 empty] | 6.173% | 0.54955
[10 empty] | 6.175% | 0.54949
[10 empty] | 6.178% | 0.54948
[10 empty] | 6.181% | 0.54946
[10 empty] | 6.184% | 0.54941
[10 empty] | 6.187% | 0.54925
[10 empty] | 6.19% | 0.54915
[10 empty] | 6.193% | 0.54914
[10 empty] | 6.195% | 0.54901
[10 empty] | 6.198% | 0.54899
[10 empty] | 6.201% | 0.54895
[10 empty] | 6.204% | 0.5489
[10 empty] | 6.207% | 0.54885
[10 empty] | 6.21% | 0.54882
[10 empty] | 6.213% | 0.54872
[10 empty] | 6.215% | 0.54868
[10 empty] | 6.218% | 0.5486
[10 empty] | 6.221% | 0.54851
[10 empty] | 6.224% | 0.54851
[10 empty] | 6.227% | 0.5485
[10 empty] | 6.23% | 0.54844
[10 empty] | 6.233% | 0.54837
[10 empty] | 6.235% | 0.54827
[10 empty] | 6.238% | 0.54827
[10 empty] | 6.241% | 0.54825
[10 empty] | 6.244% | 0.54808
[10 empty] | 6.247% | 0.54803
[10 empty] | 6.25% | 0.54799
[10 empty] | 6.252% | 0.54799
[10 empty] | 6.255% | 0.54797
[10 empty] | 6.258% | 0.54796
[10 empty] | 6.261% | 0.54795
[10 empty] | 6.264% | 0.54793
[10 empty] | 6.267% | 0.5479
[10 empty] | 6.27% | 0.54789
[10 empty] | 6.272% | 0.54785
[10 empty] | 6.275% | 0.54784
[10 empty] | 6.278% | 0.54779
[10 empty] | 6.281% | 0.54779
[10 empty] | 6.284% | 0.54776
[10 empty] | 6.287% | 0.54773
[10 empty] | 6.29% | 0.54772
[10 empty] | 6.292% | 0.54768
[10 empty] | 6.295% | 0.54766
[10 empty] | 6.298% | 0.54764
[10 empty] | 6.301% | 0.54761
[10 empty] | 6.304% | 0.54758
[10 empty] | 6.307% | 0.54758
[10 empty] | 6.31% | 0.54752
[10 empty] | 6.312% | 0.54738
[10 empty] | 6.315% | 0.54737
[10 empty] | 6.318% | 0.54729
[10 empty] | 6.321% | 0.54715
[10 empty] | 6.324% | 0.54713
[10 empty] | 6.327% | 0.54711
[10 empty] | 6.33% | 0.547
[10 empty] | 6.332% | 0.54698
[10 empty] | 6.335% | 0.54696
[10 empty] | 6.338% | 0.54693
[10 empty] | 6.341% | 0.5469
[10 empty] | 6.344% | 0.54679
[10 empty] | 6.347% | 0.54677
[10 empty] | 6.35% | 0.54677
[10 empty] | 6.352% | 0.54674
[10 empty] | 6.355% | 0.54669
[10 empty] | 6.358% | 0.54667
[10 empty] | 6.361% | 0.54667
[10 empty] | 6.364% | 0.54665
[10 empty] | 6.367% | 0.54664
[10 empty] | 6.369% | 0.54661
[10 empty] | 6.372% | 0.5466
[10 empty] | 6.375% | 0.54659
[10 empty] | 6.378% | 0.54658
[10 empty] | 6.381% | 0.54658
[10 empty] | 6.384% | 0.54656
[10 empty] | 6.387% | 0.54655
[10 empty] | 6.389% | 0.54649
[10 empty] | 6.392% | 0.54645
[10 empty] | 6.395% | 0.54643
[10 empty] | 6.398% | 0.54642
[10 empty] | 6.401% | 0.54639
[10 empty] | 6.404% | 0.54632
[10 empty] | 6.407% | 0.54628
[10 empty] | 6.409% | 0.54624
[10 empty] | 6.412% | 0.54621
[10 empty] | 6.415% | 0.5462
[10 empty] | 6.418% | 0.54606
[10 empty] | 6.421% | 0.54593
[10 empty] | 6.424% | 0.54592
[10 empty] | 6.427% | 0.54591
[10 empty] | 6.429% | 0.54588
[10 empty] | 6.432% | 0.54582
[10 empty] | 6.435% | 0.54579
[10 empty] | 6.438% | 0.54579
[10 empty] | 6.441% | 0.54578
[10 empty] | 6.444% | 0.54573
[10 empty] | 6.447% | 0.54572
[10 empty] | 6.449% | 0.5457
[10 empty] | 6.452% | 0.54569
[10 empty] | 6.455% | 0.54569
[10 empty] | 6.458% | 0.54567
[10 empty] | 6.461% | 0.54561
[10 empty] | 6.464% | 0.54551
[10 empty] | 6.467% | 0.5455
[10 empty] | 6.469% | 0.5455
[10 empty] | 6.472% | 0.54549
[10 empty] | 6.475% | 0.54546
[10 empty] | 6.478% | 0.54538
[10 empty] | 6.481% | 0.54537
[10 empty] | 6.484% | 0.54532
[10 empty] | 6.487% | 0.54527
[10 empty] | 6.489% | 0.54524
[10 empty] | 6.492% | 0.54515
[10 empty] | 6.495% | 0.54514
[10 empty] | 6.498% | 0.54509
[10 empty] | 6.501% | 0.54506
[10 empty] | 6.504% | 0.54504
[10 empty] | 6.506% | 0.54503
[10 empty] | 6.509% | 0.545
[10 empty] | 6.512% | 0.54499
[10 empty] | 6.515% | 0.54498
[10 empty] | 6.518% | 0.54497
[10 empty] | 6.521% | 0.54493
[10 empty] | 6.524% | 0.54493
[10 empty] | 6.526% | 0.54489
[10 empty] | 6.529% | 0.54485
[10 empty] | 6.532% | 0.5448
[10 empty] | 6.535% | 0.54478
[10 empty] | 6.538% | 0.54476
[10 empty] | 6.541% | 0.54475
[10 empty] | 6.544% | 0.54474
[10 empty] | 6.546% | 0.5447
[10 empty] | 6.549% | 0.54464
[10 empty] | 6.552% | 0.54461
[10 empty] | 6.555% | 0.54449
[10 empty] | 6.558% | 0.54449
[10 empty] | 6.561% | 0.54445
[10 empty] | 6.564% | 0.54441
[10 empty] | 6.566% | 0.54431
[10 empty] | 6.569% | 0.54425
[10 empty] | 6.572% | 0.54422
[10 empty] | 6.575% | 0.54421
[10 empty] | 6.578% | 0.54416
[10 empty] | 6.581% | 0.54416
[10 empty] | 6.584% | 0.54416
[10 empty] | 6.586% | 0.54413
[10 empty] | 6.589% | 0.54409
[10 empty] | 6.592% | 0.54407
[10 empty] | 6.595% | 0.54404
[10 empty] | 6.598% | 0.54393
[10 empty] | 6.601% | 0.5439
[10 empty] | 6.604% | 0.54389
[10 empty] | 6.606% | 0.54387
[10 empty] | 6.609% | 0.54384
[10 empty] | 6.612% | 0.54382
[10 empty] | 6.615% | 0.5438
[10 empty] | 6.618% | 0.54377
[10 empty] | 6.621% | 0.54377
[10 empty] | 6.623% | 0.54371
[10 empty] | 6.626% | 0.54367
[10 empty] | 6.629% | 0.54366
[10 empty] | 6.632% | 0.54366
[10 empty] | 6.635% | 0.54366
[10 empty] | 6.638% | 0.54363
[10 empty] | 6.641% | 0.54356
[10 empty] | 6.643% | 0.54355
[10 empty] | 6.646% | 0.54355
[10 empty] | 6.649% | 0.54353
[10 empty] | 6.652% | 0.54352
[10 empty] | 6.655% | 0.54337
[10 empty] | 6.658% | 0.54337
[10 empty] | 6.661% | 0.54332
[10 empty] | 6.663% | 0.54332
[10 empty] | 6.666% | 0.5433
[10 empty] | 6.669% | 0.54325
[10 empty] | 6.672% | 0.54323
[10 empty] | 6.675% | 0.54321
[10 empty] | 6.678% | 0.54321
[10 empty] | 6.681% | 0.54314
[10 empty] | 6.683% | 0.54313
[10 empty] | 6.686% | 0.54313
[10 empty] | 6.689% | 0.54304
[10 empty] | 6.692% | 0.54301
[10 empty] | 6.695% | 0.54296
[10 empty] | 6.698% | 0.54296
[10 empty] | 6.701% | 0.54294
[10 empty] | 6.703% | 0.54292
[10 empty] | 6.706% | 0.54292
[10 empty] | 6.709% | 0.54289
[10 empty] | 6.712% | 0.54286
[10 empty] | 6.715% | 0.5428
[10 empty] | 6.718% | 0.54278
[10 empty] | 6.721% | 0.54276
[10 empty] | 6.723% | 0.54276
[10 empty] | 6.726% | 0.54274
[10 empty] | 6.729% | 0.54265
[10 empty] | 6.732% | 0.54263
[10 empty] | 6.735% | 0.54262
[10 empty] | 6.738% | 0.54261
[10 empty] | 6.74% | 0.5426
[10 empty] | 6.743% | 0.54259
[10 empty] | 6.746% | 0.54258
[10 empty] | 6.749% | 0.54258
[10 empty] | 6.752% | 0.54257
[10 empty] | 6.755% | 0.54256
[10 empty] | 6.758% | 0.54245
[10 empty] | 6.76% | 0.54244
[10 empty] | 6.763% | 0.54243
[10 empty] | 6.766% | 0.54242
[10 empty] | 6.769% | 0.54237
[10 empty] | 6.772% | 0.54234
[10 empty] | 6.775% | 0.54221
[10 empty] | 6.778% | 0.54217
[10 empty] | 6.78% | 0.54211
[10 empty] | 6.783% | 0.54207
[10 empty] | 6.786% | 0.54207
[10 empty] | 6.789% | 0.54204
[10 empty] | 6.792% | 0.542
[10 empty] | 6.795% | 0.54199
[10 empty] | 6.798% | 0.54198
[10 empty] | 6.8% | 0.54194
[10 empty] | 6.803% | 0.54193
[10 empty] | 6.806% | 0.54193
[10 empty] | 6.809% | 0.54184
[10 empty] | 6.812% | 0.5418
[10 empty] | 6.815% | 0.54168
[10 empty] | 6.818% | 0.54166
[10 empty] | 6.82% | 0.54162
[10 empty] | 6.823% | 0.54158
[10 empty] | 6.826% | 0.54157
[10 empty] | 6.829% | 0.54153
[10 empty] | 6.832% | 0.5415
[10 empty] | 6.835% | 0.54148
[10 empty] | 6.838% | 0.54148
[10 empty] | 6.84% | 0.54142
[10 empty] | 6.843% | 0.54141
[10 empty] | 6.846% | 0.54141
[10 empty] | 6.849% | 0.5414
[10 empty] | 6.852% | 0.54132
[10 empty] | 6.855% | 0.54129
[10 empty] | 6.857% | 0.54118
[10 empty] | 6.86% | 0.54115
[10 empty] | 6.863% | 0.5411
[10 empty] | 6.866% | 0.54106
[10 empty] | 6.869% | 0.541
[10 empty] | 6.872% | 0.54096
[10 empty] | 6.875% | 0.54091
[10 empty] | 6.877% | 0.5409
[10 empty] | 6.88% | 0.54084
[10 empty] | 6.883% | 0.54082
[10 empty] | 6.886% | 0.54081
[10 empty] | 6.889% | 0.5408
[10 empty] | 6.892% | 0.54078
[10 empty] | 6.895% | 0.54077
[10 empty] | 6.897% | 0.54067
[10 empty] | 6.9% | 0.54054
[10 empty] | 6.903% | 0.54046
[10 empty] | 6.906% | 0.54044
[10 empty] | 6.909% | 0.5404
[10 empty] | 6.912% | 0.54039
[10 empty] | 6.915% | 0.54037
[10 empty] | 6.917% | 0.54036
[10 empty] | 6.92% | 0.54036
[10 empty] | 6.923% | 0.54032
[10 empty] | 6.926% | 0.5401
[10 empty] | 6.929% | 0.54008
[10 empty] | 6.932% | 0.54008
[10 empty] | 6.935% | 0.54008
[10 empty] | 6.937% | 0.54008
[10 empty] | 6.94% | 0.54003
[10 empty] | 6.943% | 0.54003
[10 empty] | 6.946% | 0.54
[10 empty] | 6.949% | 0.54
[10 empty] | 6.952% | 0.53996
[10 empty] | 6.955% | 0.53992
[10 empty] | 6.957% | 0.53992
[10 empty] | 6.96% | 0.53991
[10 empty] | 6.963% | 0.53988
[10 empty] | 6.966% | 0.53986
[10 empty] | 6.969% | 0.53986
[10 empty] | 6.972% | 0.53984
[10 empty] | 6.974% | 0.53983
[10 empty] | 6.977% | 0.53979
[10 empty] | 6.98% | 0.53973
[10 empty] | 6.983% | 0.53972
[10 empty] | 6.986% | 0.53966
[10 empty] | 6.989% | 0.53963
[10 empty] | 6.992% | 0.53957
[10 empty] | 6.994% | 0.53951
[10 empty] | 6.997% | 0.53948
[10 empty] | 7% | 0.53939
[10 empty] | 7.003% | 0.53939
[10 empty] | 7.006% | 0.53935
[10 empty] | 7.009% | 0.53929
[10 empty] | 7.012% | 0.53924
[10 empty] | 7.014% | 0.53919
[10 empty] | 7.017% | 0.53916
[10 empty] | 7.02% | 0.53914
[10 empty] | 7.023% | 0.53912
[10 empty] | 7.026% | 0.53908
[10 empty] | 7.029% | 0.53904
[10 empty] | 7.032% | 0.53904
[10 empty] | 7.034% | 0.53897
[10 empty] | 7.037% | 0.53895
[10 empty] | 7.04% | 0.53893
[10 empty] | 7.043% | 0.53885
[10 empty] | 7.046% | 0.53884
[10 empty] | 7.049% | 0.5387
[10 empty] | 7.052% | 0.5387
[10 empty] | 7.054% | 0.53868
[10 empty] | 7.057% | 0.53862
[10 empty] | 7.06% | 0.53859
[10 empty] | 7.063% | 0.53855
[10 empty] | 7.066% | 0.53853
[10 empty] | 7.069% | 0.53846
[10 empty] | 7.072% | 0.53843
[10 empty] | 7.074% | 0.5384
[10 empty] | 7.077% | 0.53839
[10 empty] | 7.08% | 0.53833
[10 empty] | 7.083% | 0.53832
[10 empty] | 7.086% | 0.53828
[10 empty] | 7.089% | 0.5382
[10 empty] | 7.091% | 0.5382
[10 empty] | 7.094% | 0.53818
[10 empty] | 7.097% | 0.53814
[10 empty] | 7.1% | 0.53812
[10 empty] | 7.103% | 0.5381
[10 empty] | 7.106% | 0.53808
[10 empty] | 7.109% | 0.53807
[10 empty] | 7.111% | 0.53805
[10 empty] | 7.114% | 0.53802
[10 empty] | 7.117% | 0.53797
[10 empty] | 7.12% | 0.53794
[10 empty] | 7.123% | 0.53789
[10 empty] | 7.126% | 0.53785
[10 empty] | 7.129% | 0.53781
[10 empty] | 7.131% | 0.53777
[10 empty] | 7.134% | 0.53777
[10 empty] | 7.137% | 0.53773
[10 empty] | 7.14% | 0.5377
[10 empty] | 7.143% | 0.53768
[10 empty] | 7.146% | 0.53767
[10 empty] | 7.149% | 0.53765
[10 empty] | 7.151% | 0.5376
[10 empty] | 7.154% | 0.53759
[10 empty] | 7.157% | 0.53759
[10 empty] | 7.16% | 0.53756
[10 empty] | 7.163% | 0.53754
[10 empty] | 7.166% | 0.53752
[10 empty] | 7.169% | 0.5375
[10 empty] | 7.171% | 0.53742
[10 empty] | 7.174% | 0.53741
[10 empty] | 7.177% | 0.53735
[10 empty] | 7.18% | 0.53732
[10 empty] | 7.183% | 0.53723
[10 empty] | 7.186% | 0.53718
[10 empty] | 7.189% | 0.53712
[10 empty] | 7.191% | 0.53711
[10 empty] | 7.194% | 0.53711
[10 empty] | 7.197% | 0.53709
[10 empty] | 7.2% | 0.53706
[10 empty] | 7.203% | 0.53704
[10 empty] | 7.206% | 0.53702
[10 empty] | 7.208% | 0.537
[10 empty] | 7.211% | 0.537
[10 empty] | 7.214% | 0.53699
[10 empty] | 7.217% | 0.53697
[10 empty] | 7.22% | 0.53697
[10 empty] | 7.223% | 0.53694
[10 empty] | 7.226% | 0.53683
[10 empty] | 7.228% | 0.53683
[10 empty] | 7.231% | 0.53678
[10 empty] | 7.234% | 0.53678
[10 empty] | 7.237% | 0.53673
[10 empty] | 7.24% | 0.53673
[10 empty] | 7.243% | 0.53671
[10 empty] | 7.246% | 0.53671
[10 empty] | 7.248% | 0.53665
[10 empty] | 7.251% | 0.53663
[10 empty] | 7.254% | 0.53658
[10 empty] | 7.257% | 0.53652
[10 empty] | 7.26% | 0.53652
[10 empty] | 7.263% | 0.53652
[10 empty] | 7.266% | 0.53649
[10 empty] | 7.268% | 0.53642
[10 empty] | 7.271% | 0.53639
[10 empty] | 7.274% | 0.53638
[10 empty] | 7.277% | 0.53637
[10 empty] | 7.28% | 0.53632
[10 empty] | 7.283% | 0.53631
[10 empty] | 7.286% | 0.53628
[10 empty] | 7.288% | 0.53627
[10 empty] | 7.291% | 0.53625
[10 empty] | 7.294% | 0.53623
[10 empty] | 7.297% | 0.53622
[10 empty] | 7.3% | 0.53621
[10 empty] | 7.303% | 0.5362
[10 empty] | 7.306% | 0.53619
[10 empty] | 7.308% | 0.53617
[10 empty] | 7.311% | 0.53617
[10 empty] | 7.314% | 0.53616
[10 empty] | 7.317% | 0.53615
[10 empty] | 7.32% | 0.53609
[10 empty] | 7.323% | 0.53607
[10 empty] | 7.325% | 0.53607
[10 empty] | 7.328% | 0.53606
[10 empty] | 7.331% | 0.53592
[10 empty] | 7.334% | 0.53588
[10 empty] | 7.337% | 0.53587
[10 empty] | 7.34% | 0.53584
[10 empty] | 7.343% | 0.53583
[10 empty] | 7.345% | 0.53581
[10 empty] | 7.348% | 0.53577
[10 empty] | 7.351% | 0.53577
[10 empty] | 7.354% | 0.53576
[10 empty] | 7.357% | 0.5357
[10 empty] | 7.36% | 0.5356
[10 empty] | 7.363% | 0.53559
[10 empty] | 7.365% | 0.53558
[10 empty] | 7.368% | 0.53552
[10 empty] | 7.371% | 0.53548
[10 empty] | 7.374% | 0.53545
[10 empty] | 7.377% | 0.53536
[10 empty] | 7.38% | 0.53536
[10 empty] | 7.383% | 0.53534
[10 empty] | 7.385% | 0.5353
[10 empty] | 7.388% | 0.53529
[10 empty] | 7.391% | 0.53525
[10 empty] | 7.394% | 0.53523
[10 empty] | 7.397% | 0.53523
[10 empty] | 7.4% | 0.53519
[10 empty] | 7.403% | 0.53518
[10 empty] | 7.405% | 0.53517
[10 empty] | 7.408% | 0.53512
[10 empty] | 7.411% | 0.53509
[10 empty] | 7.414% | 0.53505
[10 empty] | 7.417% | 0.53505
[10 empty] | 7.42% | 0.53504
[10 empty] | 7.423% | 0.53497
[10 empty] | 7.425% | 0.53495
[10 empty] | 7.428% | 0.53493
[10 empty] | 7.431% | 0.53481
[10 empty] | 7.434% | 0.5348
[10 empty] | 7.437% | 0.53477
[10 empty] | 7.44% | 0.53477
[10 empty] | 7.442% | 0.53465
[10 empty] | 7.445% | 0.53465
[10 empty] | 7.448% | 0.53465
[10 empty] | 7.451% | 0.53459
[10 empty] | 7.454% | 0.53457
[10 empty] | 7.457% | 0.53456
[10 empty] | 7.46% | 0.53456
[10 empty] | 7.462% | 0.53452
[10 empty] | 7.465% | 0.53449
[10 empty] | 7.468% | 0.53445
[10 empty] | 7.471% | 0.53443
[10 empty] | 7.474% | 0.5344
[10 empty] | 7.477% | 0.53439
[10 empty] | 7.48% | 0.53439
[10 empty] | 7.482% | 0.53435
[10 empty] | 7.485% | 0.5343
[10 empty] | 7.488% | 0.53427
[10 empty] | 7.491% | 0.53424
[10 empty] | 7.494% | 0.53423
[10 empty] | 7.497% | 0.53414
[10 empty] | 7.5% | 0.5341
[10 empty] | 7.502% | 0.5341
[10 empty] | 7.505% | 0.53406
[10 empty] | 7.508% | 0.53403
[10 empty] | 7.511% | 0.53402
[10 empty] | 7.514% | 0.534
[10 empty] | 7.517% | 0.53397
[10 empty] | 7.52% | 0.53388
[10 empty] | 7.522% | 0.53386
[10 empty] | 7.525% | 0.53386
[10 empty] | 7.528% | 0.53381
[10 empty] | 7.531% | 0.53372
[10 empty] | 7.534% | 0.53368
[10 empty] | 7.537% | 0.53361
[10 empty] | 7.54% | 0.53359
[10 empty] | 7.542% | 0.53352
[10 empty] | 7.545% | 0.5335
[10 empty] | 7.548% | 0.53349
[10 empty] | 7.551% | 0.53347
[10 empty] | 7.554% | 0.53346
[10 empty] | 7.557% | 0.53339
[10 empty] | 7.56% | 0.53336
[10 empty] | 7.562% | 0.53332
[10 empty] | 7.565% | 0.53326
[10 empty] | 7.568% | 0.53324
[10 empty] | 7.571% | 0.53322
[10 empty] | 7.574% | 0.53308
[10 empty] | 7.577% | 0.53307
[10 empty] | 7.579% | 0.53307
[10 empty] | 7.582% | 0.53304
[10 empty] | 7.585% | 0.533
[10 empty] | 7.588% | 0.533
[10 empty] | 7.591% | 0.53294
[10 empty] | 7.594% | 0.53292
[10 empty] | 7.597% | 0.53289
[10 empty] | 7.599% | 0.53287
[10 empty] | 7.602% | 0.5328
[10 empty] | 7.605% | 0.53277
[10 empty] | 7.608% | 0.53275
[10 empty] | 7.611% | 0.53273
[10 empty] | 7.614% | 0.53272
[10 empty] | 7.617% | 0.53271
[10 empty] | 7.619% | 0.53267
[10 empty] | 7.622% | 0.53264
[10 empty] | 7.625% | 0.53257
[10 empty] | 7.628% | 0.53256
[10 empty] | 7.631% | 0.53249
[10 empty] | 7.634% | 0.53248
[10 empty] | 7.637% | 0.53243
[10 empty] | 7.639% | 0.53241
[10 empty] | 7.642% | 0.53241
[10 empty] | 7.645% | 0.53238
[10 empty] | 7.648% | 0.53238
[10 empty] | 7.651% | 0.53235
[10 empty] | 7.654% | 0.53234
[10 empty] | 7.657% | 0.53228
[10 empty] | 7.659% | 0.53225
[10 empty] | 7.662% | 0.53225
[10 empty] | 7.665% | 0.53223
[10 empty] | 7.668% | 0.53221
[10 empty] | 7.671% | 0.53214
[10 empty] | 7.674% | 0.53211
[10 empty] | 7.677% | 0.53195
[10 empty] | 7.679% | 0.5319
[10 empty] | 7.682% | 0.53188
[10 empty] | 7.685% | 0.53183
[10 empty] | 7.688% | 0.53183
[10 empty] | 7.691% | 0.53181
[10 empty] | 7.694% | 0.53181
[10 empty] | 7.696% | 0.53179
[10 empty] | 7.699% | 0.53175
[10 empty] | 7.702% | 0.53174
[10 empty] | 7.705% | 0.53168
[10 empty] | 7.708% | 0.53166
[10 empty] | 7.711% | 0.53161
[10 empty] | 7.714% | 0.5316
[10 empty] | 7.716% | 0.53156
[10 empty] | 7.719% | 0.53149
[10 empty] | 7.722% | 0.53145
[10 empty] | 7.725% | 0.53142
[10 empty] | 7.728% | 0.53138
[10 empty] | 7.731% | 0.53138
[10 empty] | 7.734% | 0.53138
[10 empty] | 7.736% | 0.53135
[10 empty] | 7.739% | 0.53131
[10 empty] | 7.742% | 0.53123
[10 empty] | 7.745% | 0.53118
[10 empty] | 7.748% | 0.53117
[10 empty] | 7.751% | 0.53113
[10 empty] | 7.754% | 0.53106
[10 empty] | 7.756% | 0.53105
[10 empty] | 7.759% | 0.53104
[10 empty] | 7.762% | 0.53102
[10 empty] | 7.765% | 0.53097
[10 empty] | 7.768% | 0.53097
[10 empty] | 7.771% | 0.53096
[10 empty] | 7.774% | 0.53094
[10 empty] | 7.776% | 0.53093
[10 empty] | 7.779% | 0.53091
[10 empty] | 7.782% | 0.53081
[10 empty] | 7.785% | 0.53077
[10 empty] | 7.788% | 0.53071
[10 empty] | 7.791% | 0.53066
[10 empty] | 7.794% | 0.5305
[10 empty] | 7.796% | 0.53045
[10 empty] | 7.799% | 0.53043
[10 empty] | 7.802% | 0.53036
[10 empty] | 7.805% | 0.53034
[10 empty] | 7.808% | 0.5303
[10 empty] | 7.811% | 0.53021
[10 empty] | 7.813% | 0.53017
[10 empty] | 7.816% | 0.53017
[10 empty] | 7.819% | 0.53011
[10 empty] | 7.822% | 0.5301
[10 empty] | 7.825% | 0.53003
[10 empty] | 7.828% | 0.52991
[10 empty] | 7.831% | 0.52988
[10 empty] | 7.833% | 0.52983
[10 empty] | 7.836% | 0.52977
[10 empty] | 7.839% | 0.52975
[10 empty] | 7.842% | 0.52967
[10 empty] | 7.845% | 0.52966
[10 empty] | 7.848% | 0.52964
[10 empty] | 7.851% | 0.52964
[10 empty] | 7.853% | 0.52963
[10 empty] | 7.856% | 0.52962
[10 empty] | 7.859% | 0.52954
[10 empty] | 7.862% | 0.52953
[10 empty] | 7.865% | 0.52947
[10 empty] | 7.868% | 0.52944
[10 empty] | 7.871% | 0.52944
[10 empty] | 7.873% | 0.52941
[10 empty] | 7.876% | 0.5294
[10 empty] | 7.879% | 0.5294
[10 empty] | 7.882% | 0.52934
[10 empty] | 7.885% | 0.52931
[10 empty] | 7.888% | 0.52929
[10 empty] | 7.891% | 0.52926
[10 empty] | 7.893% | 0.52916
[10 empty] | 7.896% | 0.52913
[10 empty] | 7.899% | 0.52913
[10 empty] | 7.902% | 0.52913
[10 empty] | 7.905% | 0.52909
[10 empty] | 7.908% | 0.52908
[10 empty] | 7.911% | 0.52907
[10 empty] | 7.913% | 0.52905
[10 empty] | 7.916% | 0.52905
[10 empty] | 7.919% | 0.52897
[10 empty] | 7.922% | 0.52885
[10 empty] | 7.925% | 0.52879
[10 empty] | 7.928% | 0.52878
[10 empty] | 7.93% | 0.52877
[10 empty] | 7.933% | 0.52871
[10 empty] | 7.936% | 0.52871
[10 empty] | 7.939% | 0.52864
[10 empty] | 7.942% | 0.52862
[10 empty] | 7.945% | 0.52861
[10 empty] | 7.948% | 0.52852
[10 empty] | 7.95% | 0.52847
[10 empty] | 7.953% | 0.52844
[10 empty] | 7.956% | 0.52834
[10 empty] | 7.959% | 0.52833
[10 empty] | 7.962% | 0.52832
[10 empty] | 7.965% | 0.52831
[10 empty] | 7.968% | 0.52831
[10 empty] | 7.97% | 0.52829
[10 empty] | 7.973% | 0.52823
[10 empty] | 7.976% | 0.52823
[10 empty] | 7.979% | 0.52808
[10 empty] | 7.982% | 0.52807
[10 empty] | 7.985% | 0.52805
[10 empty] | 7.988% | 0.52805
[10 empty] | 7.99% | 0.52796
[10 empty] | 7.993% | 0.52795
[10 empty] | 7.996% | 0.52795
[10 empty] | 7.999% | 0.52792
[10 empty] | 8.002% | 0.52784
[10 empty] | 8.005% | 0.52784
[10 empty] | 8.008% | 0.52784
[10 empty] | 8.01% | 0.52782
[10 empty] | 8.013% | 0.5278
[10 empty] | 8.016% | 0.52775
[10 empty] | 8.019% | 0.52773
[10 empty] | 8.022% | 0.52771
[10 empty] | 8.025% | 0.52766
[10 empty] | 8.028% | 0.52762
[10 empty] | 8.03% | 0.52761
[10 empty] | 8.033% | 0.5276
[10 empty] | 8.036% | 0.52754
[10 empty] | 8.039% | 0.5275
[10 empty] | 8.042% | 0.52743
[10 empty] | 8.045% | 0.52742
[10 empty] | 8.047% | 0.5274
[10 empty] | 8.05% | 0.52733
[10 empty] | 8.053% | 0.52732
[10 empty] | 8.056% | 0.52727
[10 empty] | 8.059% | 0.52722
[10 empty] | 8.062% | 0.52716
[10 empty] | 8.065% | 0.52712
[10 empty] | 8.067% | 0.5271
[10 empty] | 8.07% | 0.5271
[10 empty] | 8.073% | 0.52701
[10 empty] | 8.076% | 0.52699
[10 empty] | 8.079% | 0.52697
[10 empty] | 8.082% | 0.52697
[10 empty] | 8.085% | 0.52693
[10 empty] | 8.087% | 0.52688
[10 empty] | 8.09% | 0.52687
[10 empty] | 8.093% | 0.52684
[10 empty] | 8.096% | 0.52675
[10 empty] | 8.099% | 0.52672
[10 empty] | 8.102% | 0.52659
[10 empty] | 8.105% | 0.52656
[10 empty] | 8.107% | 0.52655
[10 empty] | 8.11% | 0.52644
[10 empty] | 8.113% | 0.52643
[10 empty] | 8.116% | 0.52639
[10 empty] | 8.119% | 0.52636
[10 empty] | 8.122% | 0.52635
[10 empty] | 8.125% | 0.52635
[10 empty] | 8.127% | 0.52632
[10 empty] | 8.13% | 0.52631
[10 empty] | 8.133% | 0.5263
[10 empty] | 8.136% | 0.52627
[10 empty] | 8.139% | 0.52624
[10 empty] | 8.142% | 0.52621
[10 empty] | 8.145% | 0.52618
[10 empty] | 8.147% | 0.52618
[10 empty] | 8.15% | 0.52617
[10 empty] | 8.153% | 0.52616
[10 empty] | 8.156% | 0.52615
[10 empty] | 8.159% | 0.52615
[10 empty] | 8.162% | 0.52614
[10 empty] | 8.164% | 0.52608
[10 empty] | 8.167% | 0.52608
[10 empty] | 8.17% | 0.52604
[10 empty] | 8.173% | 0.52599
[10 empty] | 8.176% | 0.52599
[10 empty] | 8.179% | 0.52594
[10 empty] | 8.182% | 0.52594
[10 empty] | 8.184% | 0.52592
[10 empty] | 8.187% | 0.52591
[10 empty] | 8.19% | 0.52583
[10 empty] | 8.193% | 0.5258
[10 empty] | 8.196% | 0.52575
[10 empty] | 8.199% | 0.52575
[10 empty] | 8.202% | 0.52572
[10 empty] | 8.204% | 0.52567
[10 empty] | 8.207% | 0.52566
[10 empty] | 8.21% | 0.52564
[10 empty] | 8.213% | 0.52563
[10 empty] | 8.216% | 0.52559
[10 empty] | 8.219% | 0.52559
[10 empty] | 8.222% | 0.52551
[10 empty] | 8.224% | 0.52549
[10 empty] | 8.227% | 0.52546
[10 empty] | 8.23% | 0.52542
[10 empty] | 8.233% | 0.52538
[10 empty] | 8.236% | 0.52535
[10 empty] | 8.239% | 0.52519
[10 empty] | 8.242% | 0.52512
[10 empty] | 8.244% | 0.5251
[10 empty] | 8.247% | 0.52507
[10 empty] | 8.25% | 0.52507
[10 empty] | 8.253% | 0.52503
[10 empty] | 8.256% | 0.52501
[10 empty] | 8.259% | 0.52499
[10 empty] | 8.262% | 0.52497
[10 empty] | 8.264% | 0.52497
[10 empty] | 8.267% | 0.52492
[10 empty] | 8.27% | 0.52489
[10 empty] | 8.273% | 0.52487
[10 empty] | 8.276% | 0.52486
[10 empty] | 8.279% | 0.52486
[10 empty] | 8.281% | 0.52483
[10 empty] | 8.284% | 0.52476
[10 empty] | 8.287% | 0.52475
[10 empty] | 8.29% | 0.52473
[10 empty] | 8.293% | 0.52473
[10 empty] | 8.296% | 0.52468
[10 empty] | 8.299% | 0.52461
[10 empty] | 8.301% | 0.52459
[10 empty] | 8.304% | 0.52456
[10 empty] | 8.307% | 0.52456
[10 empty] | 8.31% | 0.52455
[10 empty] | 8.313% | 0.52455
[10 empty] | 8.316% | 0.52454
[10 empty] | 8.319% | 0.52454
[10 empty] | 8.321% | 0.52453
[10 empty] | 8.324% | 0.52451
[10 empty] | 8.327% | 0.5245
[10 empty] | 8.33% | 0.52448
[10 empty] | 8.333% | 0.52446
[10 empty] | 8.336% | 0.52442
[10 empty] | 8.339% | 0.52439
[10 empty] | 8.341% | 0.52426
[10 empty] | 8.344% | 0.52423
[10 empty] | 8.347% | 0.52419
[10 empty] | 8.35% | 0.52418
[10 empty] | 8.353% | 0.52413
[10 empty] | 8.356% | 0.52412
[10 empty] | 8.359% | 0.52404
[10 empty] | 8.361% | 0.524
[10 empty] | 8.364% | 0.52399
[10 empty] | 8.367% | 0.5239
[10 empty] | 8.37% | 0.52386
[10 empty] | 8.373% | 0.52384
[10 empty] | 8.376% | 0.52383
[10 empty] | 8.379% | 0.5238
[10 empty] | 8.381% | 0.52375
[10 empty] | 8.384% | 0.52375
[10 empty] | 8.387% | 0.52375
[10 empty] | 8.39% | 0.52366
[10 empty] | 8.393% | 0.52356
[10 empty] | 8.396% | 0.52353
[10 empty] | 8.398% | 0.52351
[10 empty] | 8.401% | 0.52351
[10 empty] | 8.404% | 0.5235
[10 empty] | 8.407% | 0.52344
[10 empty] | 8.41% | 0.52339
[10 empty] | 8.413% | 0.52339
[10 empty] | 8.416% | 0.52338
[10 empty] | 8.418% | 0.52337
[10 empty] | 8.421% | 0.52336
[10 empty] | 8.424% | 0.5233
[10 empty] | 8.427% | 0.52325
[10 empty] | 8.43% | 0.52319
[10 empty] | 8.433% | 0.52309
[10 empty] | 8.436% | 0.52308
[10 empty] | 8.438% | 0.52306
[10 empty] | 8.441% | 0.52305
[10 empty] | 8.444% | 0.523
[10 empty] | 8.447% | 0.52299
[10 empty] | 8.45% | 0.52298
[10 empty] | 8.453% | 0.52297
[10 empty] | 8.456% | 0.52293
[10 empty] | 8.458% | 0.52285
[10 empty] | 8.461% | 0.52284
[10 empty] | 8.464% | 0.52284
[10 empty] | 8.467% | 0.52282
[10 empty] | 8.47% | 0.52282
[10 empty] | 8.473% | 0.52275
[10 empty] | 8.476% | 0.52267
[10 empty] | 8.478% | 0.52264
[10 empty] | 8.481% | 0.5226
[10 empty] | 8.484% | 0.52247
[10 empty] | 8.487% | 0.52245
[10 empty] | 8.49% | 0.52244
[10 empty] | 8.493% | 0.52244
[10 empty] | 8.496% | 0.52234
[10 empty] | 8.498% | 0.52233
[10 empty] | 8.501% | 0.52233
[10 empty] | 8.504% | 0.52232
[10 empty] | 8.507% | 0.5223
[10 empty] | 8.51% | 0.5223
[10 empty] | 8.513% | 0.52229
[10 empty] | 8.515% | 0.52225
[10 empty] | 8.518% | 0.52223
[10 empty] | 8.521% | 0.52218
[10 empty] | 8.524% | 0.52213
[10 empty] | 8.527% | 0.52206
[10 empty] | 8.53% | 0.52205
[10 empty] | 8.533% | 0.52201
[10 empty] | 8.535% | 0.522
[10 empty] | 8.538% | 0.5219
[10 empty] | 8.541% | 0.52188
[10 empty] | 8.544% | 0.52184
[10 empty] | 8.547% | 0.5218
[10 empty] | 8.55% | 0.5218
[10 empty] | 8.553% | 0.52179
[10 empty] | 8.555% | 0.52177
[10 empty] | 8.558% | 0.52176
[10 empty] | 8.561% | 0.52172
[10 empty] | 8.564% | 0.52172
[10 empty] | 8.567% | 0.5217
[10 empty] | 8.57% | 0.52168
[10 empty] | 8.573% | 0.52163
[10 empty] | 8.575% | 0.52163
[10 empty] | 8.578% | 0.52157
[10 empty] | 8.581% | 0.52154
[10 empty] | 8.584% | 0.52153
[10 empty] | 8.587% | 0.52151
[10 empty] | 8.59% | 0.5215
[10 empty] | 8.593% | 0.52148
[10 empty] | 8.595% | 0.52147
[10 empty] | 8.598% | 0.52145
[10 empty] | 8.601% | 0.52144
[10 empty] | 8.604% | 0.52143
[10 empty] | 8.607% | 0.52143
[10 empty] | 8.61% | 0.52136
[10 empty] | 8.613% | 0.52136
[10 empty] | 8.615% | 0.52135
[10 empty] | 8.618% | 0.52134
[10 empty] | 8.621% | 0.52133
[10 empty] | 8.624% | 0.5213
[10 empty] | 8.627% | 0.52127
[10 empty] | 8.63% | 0.52126
[10 empty] | 8.632% | 0.52122
[10 empty] | 8.635% | 0.52121
[10 empty] | 8.638% | 0.52119
[10 empty] | 8.641% | 0.52118
[10 empty] | 8.644% | 0.52118
[10 empty] | 8.647% | 0.52117
[10 empty] | 8.65% | 0.52115
[10 empty] | 8.652% | 0.52105
[10 empty] | 8.655% | 0.52103
[10 empty] | 8.658% | 0.52096
[10 empty] | 8.661% | 0.52095
[10 empty] | 8.664% | 0.52086
[10 empty] | 8.667% | 0.52086
[10 empty] | 8.67% | 0.52085
[10 empty] | 8.672% | 0.52085
[10 empty] | 8.675% | 0.52085
[10 empty] | 8.678% | 0.52084
[10 empty] | 8.681% | 0.52081
[10 empty] | 8.684% | 0.52077
[10 empty] | 8.687% | 0.52075
[10 empty] | 8.69% | 0.52069
[10 empty] | 8.692% | 0.52068
[10 empty] | 8.695% | 0.52063
[10 empty] | 8.698% | 0.52061
[10 empty] | 8.701% | 0.52059
[10 empty] | 8.704% | 0.52057
[10 empty] | 8.707% | 0.52053
[10 empty] | 8.71% | 0.52044
[10 empty] | 8.712% | 0.52043
[10 empty] | 8.715% | 0.52043
[10 empty] | 8.718% | 0.5204
[10 empty] | 8.721% | 0.52039
[10 empty] | 8.724% | 0.52038
[10 empty] | 8.727% | 0.52026
[10 empty] | 8.73% | 0.52026
[10 empty] | 8.732% | 0.52019
[10 empty] | 8.735% | 0.52017
[10 empty] | 8.738% | 0.52016
[10 empty] | 8.741% | 0.52014
[10 empty] | 8.744% | 0.52011
[10 empty] | 8.747% | 0.52011
[10 empty] | 8.75% | 0.52009
[10 empty] | 8.752% | 0.52007
[10 empty] | 8.755% | 0.52005
[10 empty] | 8.758% | 0.52005
[10 empty] | 8.761% | 0.51996
[10 empty] | 8.764% | 0.51996
[10 empty] | 8.767% | 0.51993
[10 empty] | 8.769% | 0.51992
[10 empty] | 8.772% | 0.5199
[10 empty] | 8.775% | 0.51989
[10 empty] | 8.778% | 0.51987
[10 empty] | 8.781% | 0.51986
[10 empty] | 8.784% | 0.51985
[10 empty] | 8.787% | 0.51982
[10 empty] | 8.789% | 0.51981
[10 empty] | 8.792% | 0.51979
[10 empty] | 8.795% | 0.51967
[10 empty] | 8.798% | 0.51965
[10 empty] | 8.801% | 0.51965
[10 empty] | 8.804% | 0.51961
[10 empty] | 8.807% | 0.51948
[10 empty] | 8.809% | 0.51947
[10 empty] | 8.812% | 0.51934
[10 empty] | 8.815% | 0.51933
[10 empty] | 8.818% | 0.51924
[10 empty] | 8.821% | 0.51921
[10 empty] | 8.824% | 0.51918
[10 empty] | 8.827% | 0.51917
[10 empty] | 8.829% | 0.51916
[10 empty] | 8.832% | 0.51915
[10 empty] | 8.835% | 0.51911
[10 empty] | 8.838% | 0.51911
[10 empty] | 8.841% | 0.5191
[10 empty] | 8.844% | 0.51909
[10 empty] | 8.847% | 0.51904
[10 empty] | 8.849% | 0.51904
[10 empty] | 8.852% | 0.51901
[10 empty] | 8.855% | 0.51893
[10 empty] | 8.858% | 0.51888
[10 empty] | 8.861% | 0.51886
[10 empty] | 8.864% | 0.51881
[10 empty] | 8.867% | 0.51876
[10 empty] | 8.869% | 0.5187
[10 empty] | 8.872% | 0.5187
[10 empty] | 8.875% | 0.51863
[10 empty] | 8.878% | 0.51859
[10 empty] | 8.881% | 0.51857
[10 empty] | 8.884% | 0.5185
[10 empty] | 8.886% | 0.5185
[10 empty] | 8.889% | 0.5185
[10 empty] | 8.892% | 0.51847
[10 empty] | 8.895% | 0.51846
[10 empty] | 8.898% | 0.51845
[10 empty] | 8.901% | 0.51844
[10 empty] | 8.904% | 0.51842
[10 empty] | 8.906% | 0.5184
[10 empty] | 8.909% | 0.51838
[10 empty] | 8.912% | 0.51837
[10 empty] | 8.915% | 0.51836
[10 empty] | 8.918% | 0.51834
[10 empty] | 8.921% | 0.5183
[10 empty] | 8.924% | 0.51828
[10 empty] | 8.926% | 0.51825
[10 empty] | 8.929% | 0.5182
[10 empty] | 8.932% | 0.51818
[10 empty] | 8.935% | 0.51817
[10 empty] | 8.938% | 0.51817
[10 empty] | 8.941% | 0.51816
[10 empty] | 8.944% | 0.51813
[10 empty] | 8.946% | 0.5181
[10 empty] | 8.949% | 0.5181
[10 empty] | 8.952% | 0.51808
[10 empty] | 8.955% | 0.51805
[10 empty] | 8.958% | 0.51805
[10 empty] | 8.961% | 0.51805
[10 empty] | 8.964% | 0.51802
[10 empty] | 8.966% | 0.51801
[10 empty] | 8.969% | 0.51801
[10 empty] | 8.972% | 0.518
[10 empty] | 8.975% | 0.51797
[10 empty] | 8.978% | 0.51794
[10 empty] | 8.981% | 0.51794
[10 empty] | 8.984% | 0.51792
[10 empty] | 8.986% | 0.5179
[10 empty] | 8.989% | 0.5179
[10 empty] | 8.992% | 0.51788
[10 empty] | 8.995% | 0.51787
[10 empty] | 8.998% | 0.51785
[10 empty] | 9.001% | 0.51784
[10 empty] | 9.003% | 0.51784
[10 empty] | 9.006% | 0.51778
[10 empty] | 9.009% | 0.51773
[10 empty] | 9.012% | 0.51772
[10 empty] | 9.015% | 0.51772
[10 empty] | 9.018% | 0.51769
[10 empty] | 9.021% | 0.51764
[10 empty] | 9.023% | 0.5176
[10 empty] | 9.026% | 0.5176
[10 empty] | 9.029% | 0.51759
[10 empty] | 9.032% | 0.51758
[10 empty] | 9.035% | 0.51758
[10 empty] | 9.038% | 0.51757
[10 empty] | 9.041% | 0.51757
[10 empty] | 9.043% | 0.51755
[10 empty] | 9.046% | 0.51752
[10 empty] | 9.049% | 0.5175
[10 empty] | 9.052% | 0.51749
[10 empty] | 9.055% | 0.51749
[10 empty] | 9.058% | 0.51748
[10 empty] | 9.061% | 0.51748
[10 empty] | 9.063% | 0.5174
[10 empty] | 9.066% | 0.51739
[10 empty] | 9.069% | 0.51739
[10 empty] | 9.072% | 0.51734
[10 empty] | 9.075% | 0.51734
[10 empty] | 9.078% | 0.51727
[10 empty] | 9.081% | 0.51727
[10 empty] | 9.083% | 0.51726
[10 empty] | 9.086% | 0.51722
[10 empty] | 9.089% | 0.51721
[10 empty] | 9.092% | 0.51718
[10 empty] | 9.095% | 0.51718
[10 empty] | 9.098% | 0.51717
[10 empty] | 9.101% | 0.51715
[10 empty] | 9.103% | 0.51711
[10 empty] | 9.106% | 0.51709
[10 empty] | 9.109% | 0.51704
[10 empty] | 9.112% | 0.51701
[10 empty] | 9.115% | 0.51695
[10 empty] | 9.118% | 0.51691
[10 empty] | 9.12% | 0.51687
[10 empty] | 9.123% | 0.51684
[10 empty] | 9.126% | 0.51683
[10 empty] | 9.129% | 0.51681
[10 empty] | 9.132% | 0.51681
[10 empty] | 9.135% | 0.51673
[10 empty] | 9.138% | 0.51671
[10 empty] | 9.14% | 0.5167
[10 empty] | 9.143% | 0.51665
[10 empty] | 9.146% | 0.51659
[10 empty] | 9.149% | 0.51651
[10 empty] | 9.152% | 0.51649
[10 empty] | 9.155% | 0.51648
[10 empty] | 9.158% | 0.51642
[10 empty] | 9.16% | 0.51637
[10 empty] | 9.163% | 0.51637
[10 empty] | 9.166% | 0.51632
[10 empty] | 9.169% | 0.5163
[10 empty] | 9.172% | 0.51625
[10 empty] | 9.175% | 0.51623
[10 empty] | 9.178% | 0.51614
[10 empty] | 9.18% | 0.5161
[10 empty] | 9.183% | 0.51609
[10 empty] | 9.186% | 0.51606
[10 empty] | 9.189% | 0.51606
[10 empty] | 9.192% | 0.51598
[10 empty] | 9.195% | 0.51593
[10 empty] | 9.198% | 0.51584
[10 empty] | 9.2% | 0.51582
[10 empty] | 9.203% | 0.51581
[10 empty] | 9.206% | 0.51579
[10 empty] | 9.209% | 0.51576
[10 empty] | 9.212% | 0.51567
[10 empty] | 9.215% | 0.51565
[10 empty] | 9.218% | 0.51565
[10 empty] | 9.22% | 0.51564
[10 empty] | 9.223% | 0.51564
[10 empty] | 9.226% | 0.5156
[10 empty] | 9.229% | 0.51552
[10 empty] | 9.232% | 0.51551
[10 empty] | 9.235% | 0.51544
[10 empty] | 9.237% | 0.51541
[10 empty] | 9.24% | 0.5153
[10 empty] | 9.243% | 0.51529
[10 empty] | 9.246% | 0.51529
[10 empty] | 9.249% | 0.51514
[10 empty] | 9.252% | 0.51514
[10 empty] | 9.255% | 0.51512
[10 empty] | 9.257% | 0.51508
[10 empty] | 9.26% | 0.51508
[10 empty] | 9.263% | 0.51503
[10 empty] | 9.266% | 0.51503
[10 empty] | 9.269% | 0.51501
[10 empty] | 9.272% | 0.51496
[10 empty] | 9.275% | 0.51496
[10 empty] | 9.277% | 0.51495
[10 empty] | 9.28% | 0.51492
[10 empty] | 9.283% | 0.51491
[10 empty] | 9.286% | 0.51488
[10 empty] | 9.289% | 0.51488
[10 empty] | 9.292% | 0.51487
[10 empty] | 9.295% | 0.51482
[10 empty] | 9.297% | 0.51475
[10 empty] | 9.3% | 0.51474
[10 empty] | 9.303% | 0.51453
[10 empty] | 9.306% | 0.51453
[10 empty] | 9.309% | 0.51447
[10 empty] | 9.312% | 0.51446
[10 empty] | 9.315% | 0.51444
[10 empty] | 9.317% | 0.51443
[10 empty] | 9.32% | 0.51434
[10 empty] | 9.323% | 0.5143
[10 empty] | 9.326% | 0.51427
[10 empty] | 9.329% | 0.51423
[10 empty] | 9.332% | 0.51421
[10 empty] | 9.335% | 0.51414
[10 empty] | 9.337% | 0.51413
[10 empty] | 9.34% | 0.51412
[10 empty] | 9.343% | 0.51405
[10 empty] | 9.346% | 0.51402
[10 empty] | 9.349% | 0.514
[10 empty] | 9.352% | 0.51393
[10 empty] | 9.354% | 0.51393
[10 empty] | 9.357% | 0.51392
[10 empty] | 9.36% | 0.51392
[10 empty] | 9.363% | 0.51389
[10 empty] | 9.366% | 0.51388
[10 empty] | 9.369% | 0.51381
[10 empty] | 9.372% | 0.51381
[10 empty] | 9.374% | 0.5138
[10 empty] | 9.377% | 0.51377
[10 empty] | 9.38% | 0.51375
[10 empty] | 9.383% | 0.51374
[10 empty] | 9.386% | 0.51371
[10 empty] | 9.389% | 0.51361
[10 empty] | 9.392% | 0.5136
[10 empty] | 9.394% | 0.51359
[10 empty] | 9.397% | 0.51357
[10 empty] | 9.4% | 0.51355
[10 empty] | 9.403% | 0.51352
[10 empty] | 9.406% | 0.51351
[10 empty] | 9.409% | 0.5135
[10 empty] | 9.412% | 0.5135
[10 empty] | 9.414% | 0.51339
[10 empty] | 9.417% | 0.51336
[10 empty] | 9.42% | 0.5133
[10 empty] | 9.423% | 0.5133
[10 empty] | 9.426% | 0.51329
[10 empty] | 9.429% | 0.51322
[10 empty] | 9.432% | 0.5132
[10 empty] | 9.434% | 0.51319
[10 empty] | 9.437% | 0.51318
[10 empty] | 9.44% | 0.51317
[10 empty] | 9.443% | 0.51317
[10 empty] | 9.446% | 0.51316
[10 empty] | 9.449% | 0.51315
[10 empty] | 9.452% | 0.5131
[10 empty] | 9.454% | 0.51307
[10 empty] | 9.457% | 0.51303
[10 empty] | 9.46% | 0.51297
[10 empty] | 9.463% | 0.51296
[10 empty] | 9.466% | 0.51296
[10 empty] | 9.469% | 0.5129
[10 empty] | 9.471% | 0.51278
[10 empty] | 9.474% | 0.51274
[10 empty] | 9.477% | 0.51269
[10 empty] | 9.48% | 0.51266
[10 empty] | 9.483% | 0.51264
[10 empty] | 9.486% | 0.51259
[10 empty] | 9.489% | 0.51258
[10 empty] | 9.491% | 0.51255
[10 empty] | 9.494% | 0.51255
[10 empty] | 9.497% | 0.51254
[10 empty] | 9.5% | 0.51251
[10 empty] | 9.503% | 0.51248
[10 empty] | 9.506% | 0.51245
[10 empty] | 9.509% | 0.51243
[10 empty] | 9.511% | 0.51242
[10 empty] | 9.514% | 0.51242
[10 empty] | 9.517% | 0.51236
[10 empty] | 9.52% | 0.51236
[10 empty] | 9.523% | 0.51233
[10 empty] | 9.526% | 0.51229
[10 empty] | 9.529% | 0.51229
[10 empty] | 9.531% | 0.51227
[10 empty] | 9.534% | 0.51227
[10 empty] | 9.537% | 0.51227
[10 empty] | 9.54% | 0.51225
[10 empty] | 9.543% | 0.51219
[10 empty] | 9.546% | 0.51218
[10 empty] | 9.549% | 0.51217
[10 empty] | 9.551% | 0.51217
[10 empty] | 9.554% | 0.5121
[10 empty] | 9.557% | 0.51209
[10 empty] | 9.56% | 0.51208
[10 empty] | 9.563% | 0.51207
[10 empty] | 9.566% | 0.51206
[10 empty] | 9.569% | 0.51204
[10 empty] | 9.571% | 0.51203
[10 empty] | 9.574% | 0.51203
[10 empty] | 9.577% | 0.51196
[10 empty] | 9.58% | 0.51195
[10 empty] | 9.583% | 0.51195
[10 empty] | 9.586% | 0.51195
[10 empty] | 9.588% | 0.51194
[10 empty] | 9.591% | 0.51191
[10 empty] | 9.594% | 0.51191
[10 empty] | 9.597% | 0.5119
[10 empty] | 9.6% | 0.51189
[10 empty] | 9.603% | 0.51188
[10 empty] | 9.606% | 0.51186
[10 empty] | 9.608% | 0.51182
[10 empty] | 9.611% | 0.51178
[10 empty] | 9.614% | 0.51177
[10 empty] | 9.617% | 0.51173
[10 empty] | 9.62% | 0.51173
[10 empty] | 9.623% | 0.51169
[10 empty] | 9.626% | 0.51168
[10 empty] | 9.628% | 0.51167
[10 empty] | 9.631% | 0.51164
[10 empty] | 9.634% | 0.51162
[10 empty] | 9.637% | 0.51158
[10 empty] | 9.64% | 0.51157
[10 empty] | 9.643% | 0.51152
[10 empty] | 9.646% | 0.51151
[10 empty] | 9.648% | 0.51149
[10 empty] | 9.651% | 0.51146
[10 empty] | 9.654% | 0.51145
[10 empty] | 9.657% | 0.51144
[10 empty] | 9.66% | 0.51143
[10 empty] | 9.663% | 0.51143
[10 empty] | 9.666% | 0.51139
[10 empty] | 9.668% | 0.51138
[10 empty] | 9.671% | 0.51137
[10 empty] | 9.674% | 0.51137
[10 empty] | 9.677% | 0.51134
[10 empty] | 9.68% | 0.51134
[10 empty] | 9.683% | 0.51125
[10 empty] | 9.686% | 0.51123
[10 empty] | 9.688% | 0.51121
[10 empty] | 9.691% | 0.5112
[10 empty] | 9.694% | 0.51119
[10 empty] | 9.697% | 0.51117
[10 empty] | 9.7% | 0.51115
[10 empty] | 9.703% | 0.51113
[10 empty] | 9.705% | 0.51109
[10 empty] | 9.708% | 0.51103
[10 empty] | 9.711% | 0.51101
[10 empty] | 9.714% | 0.51099
[10 empty] | 9.717% | 0.51099
[10 empty] | 9.72% | 0.51097
[10 empty] | 9.723% | 0.51095
[10 empty] | 9.725% | 0.51094
[10 empty] | 9.728% | 0.51094
[10 empty] | 9.731% | 0.51087
[10 empty] | 9.734% | 0.51084
[10 empty] | 9.737% | 0.51083
[10 empty] | 9.74% | 0.51079
[10 empty] | 9.743% | 0.51071
[10 empty] | 9.745% | 0.51069
[10 empty] | 9.748% | 0.51069
[10 empty] | 9.751% | 0.51068
[10 empty] | 9.754% | 0.51066
[10 empty] | 9.757% | 0.51061
[10 empty] | 9.76% | 0.51061
[10 empty] | 9.763% | 0.5106
[10 empty] | 9.765% | 0.51059
[10 empty] | 9.768% | 0.51056
[10 empty] | 9.771% | 0.51056
[10 empty] | 9.774% | 0.51055
[10 empty] | 9.777% | 0.51053
[10 empty] | 9.78% | 0.51052
[10 empty] | 9.783% | 0.51052
[10 empty] | 9.785% | 0.5105
[10 empty] | 9.788% | 0.51048
[10 empty] | 9.791% | 0.51039
[10 empty] | 9.794% | 0.51035
[10 empty] | 9.797% | 0.51034
[10 empty] | 9.8% | 0.51033
[10 empty] | 9.803% | 0.5103
[10 empty] | 9.805% | 0.51022
[10 empty] | 9.808% | 0.51017
[10 empty] | 9.811% | 0.51014
[10 empty] | 9.814% | 0.51013
[10 empty] | 9.817% | 0.51009
[10 empty] | 9.82% | 0.51008
[10 empty] | 9.822% | 0.51005
[10 empty] | 9.825% | 0.51005
[10 empty] | 9.828% | 0.51
[10 empty] | 9.831% | 0.50995
[10 empty] | 9.834% | 0.50994
[10 empty] | 9.837% | 0.50991
[10 empty] | 9.84% | 0.5099
[10 empty] | 9.842% | 0.50988
[10 empty] | 9.845% | 0.50983
[10 empty] | 9.848% | 0.50979
[10 empty] | 9.851% | 0.50979
[10 empty] | 9.854% | 0.50979
[10 empty] | 9.857% | 0.50977
[10 empty] | 9.86% | 0.50977
[10 empty] | 9.862% | 0.50977
[10 empty] | 9.865% | 0.50974
[10 empty] | 9.868% | 0.50972
[10 empty] | 9.871% | 0.5097
[10 empty] | 9.874% | 0.50967
[10 empty] | 9.877% | 0.50964
[10 empty] | 9.88% | 0.50963
[10 empty] | 9.882% | 0.50961
[10 empty] | 9.885% | 0.50959
[10 empty] | 9.888% | 0.50954
[10 empty] | 9.891% | 0.50954
[10 empty] | 9.894% | 0.50954
[10 empty] | 9.897% | 0.50949
[10 empty] | 9.9% | 0.50948
[10 empty] | 9.902% | 0.50948
[10 empty] | 9.905% | 0.50945
[10 empty] | 9.908% | 0.50941
[10 empty] | 9.911% | 0.5093
[10 empty] | 9.914% | 0.50929
[10 empty] | 9.917% | 0.50929
[10 empty] | 9.92% | 0.50923
[10 empty] | 9.922% | 0.50919
[10 empty] | 9.925% | 0.50918
[10 empty] | 9.928% | 0.50914
[10 empty] | 9.931% | 0.50913
[10 empty] | 9.934% | 0.50908
[10 empty] | 9.937% | 0.50899
[10 empty] | 9.94% | 0.50898
[10 empty] | 9.942% | 0.50897
[10 empty] | 9.945% | 0.50895
[10 empty] | 9.948% | 0.50892
[10 empty] | 9.951% | 0.50889
[10 empty] | 9.954% | 0.50889
[10 empty] | 9.957% | 0.50878
[10 empty] | 9.959% | 0.50871
[10 empty] | 9.962% | 0.50866
[10 empty] | 9.965% | 0.50864
[10 empty] | 9.968% | 0.50857
[10 empty] | 9.971% | 0.50856
[10 empty] | 9.974% | 0.5085
[10 empty] | 9.977% | 0.50849
[10 empty] | 9.979% | 0.5084
[10 empty] | 9.982% | 0.50838
[10 empty] | 9.985% | 0.50837
[10 empty] | 9.988% | 0.50836
[10 empty] | 9.991% | 0.50835
[10 empty] | 9.994% | 0.50835
[10 empty] | 9.997% | 0.50834
[10 empty] | 9.999% | 0.50833
[10 empty] | 10% | 0.50827
[10 empty] | 10.01% | 0.50822
[10 empty] | 10.01% | 0.50819
[10 empty] | 10.01% | 0.50817
[10 empty] | 10.01% | 0.50813
[10 empty] | 10.02% | 0.50806
[10 empty] | 10.02% | 0.50803
[10 empty] | 10.02% | 0.50803
[10 empty] | 10.03% | 0.50801
[10 empty] | 10.03% | 0.50796
[10 empty] | 10.03% | 0.50795
[10 empty] | 10.03% | 0.50791
[10 empty] | 10.04% | 0.50789
[10 empty] | 10.04% | 0.50788
[10 empty] | 10.04% | 0.50785
[10 empty] | 10.05% | 0.50784
[10 empty] | 10.05% | 0.50778
[10 empty] | 10.05% | 0.50778
[10 empty] | 10.05% | 0.50771
[10 empty] | 10.06% | 0.5077
[10 empty] | 10.06% | 0.5077
[10 empty] | 10.06% | 0.50765
[10 empty] | 10.07% | 0.5076
[10 empty] | 10.07% | 0.50757
[10 empty] | 10.07% | 0.50757
[10 empty] | 10.07% | 0.50752
[10 empty] | 10.08% | 0.50749
[10 empty] | 10.08% | 0.50745
[10 empty] | 10.08% | 0.50737
[10 empty] | 10.09% | 0.50735
[10 empty] | 10.09% | 0.5073
[10 empty] | 10.09% | 0.5073
[10 empty] | 10.09% | 0.50726
[10 empty] | 10.1% | 0.50726
[10 empty] | 10.1% | 0.5072
[10 empty] | 10.1% | 0.5072
[10 empty] | 10.11% | 0.5072
[10 empty] | 10.11% | 0.50719
[10 empty] | 10.11% | 0.50717
[10 empty] | 10.11% | 0.50715
[10 empty] | 10.12% | 0.50712
[10 empty] | 10.12% | 0.50703
[10 empty] | 10.12% | 0.50702
[10 empty] | 10.12% | 0.50701
[10 empty] | 10.13% | 0.507
[10 empty] | 10.13% | 0.50699
[10 empty] | 10.13% | 0.50697
[10 empty] | 10.14% | 0.50696
[10 empty] | 10.14% | 0.50695
[10 empty] | 10.14% | 0.50694
[10 empty] | 10.14% | 0.50692
[10 empty] | 10.15% | 0.50691
[10 empty] | 10.15% | 0.50688
[10 empty] | 10.15% | 0.50687
[10 empty] | 10.16% | 0.50686
[10 empty] | 10.16% | 0.50684
[10 empty] | 10.16% | 0.50679
[10 empty] | 10.16% | 0.50679
[10 empty] | 10.17% | 0.50678
[10 empty] | 10.17% | 0.50674
[10 empty] | 10.17% | 0.50672
[10 empty] | 10.18% | 0.50671
[10 empty] | 10.18% | 0.5067
[10 empty] | 10.18% | 0.5067
[10 empty] | 10.18% | 0.50667
[10 empty] | 10.19% | 0.50667
[10 empty] | 10.19% | 0.50664
[10 empty] | 10.19% | 0.50664
[10 empty] | 10.2% | 0.50662
[10 empty] | 10.2% | 0.50657
[10 empty] | 10.2% | 0.50654
[10 empty] | 10.2% | 0.50652
[10 empty] | 10.21% | 0.5065
[10 empty] | 10.21% | 0.50649
[10 empty] | 10.21% | 0.50647
[10 empty] | 10.22% | 0.50647
[10 empty] | 10.22% | 0.50647
[10 empty] | 10.22% | 0.50642
[10 empty] | 10.22% | 0.50642
[10 empty] | 10.23% | 0.50641
[10 empty] | 10.23% | 0.50639
[10 empty] | 10.23% | 0.50633
[10 empty] | 10.24% | 0.50632
[10 empty] | 10.24% | 0.5063
[10 empty] | 10.24% | 0.50629
[10 empty] | 10.24% | 0.50624
[10 empty] | 10.25% | 0.50624
[10 empty] | 10.25% | 0.50618
[10 empty] | 10.25% | 0.50617
[10 empty] | 10.26% | 0.50614
[10 empty] | 10.26% | 0.50613
[10 empty] | 10.26% | 0.50608
[10 empty] | 10.26% | 0.50606
[10 empty] | 10.27% | 0.50605
[10 empty] | 10.27% | 0.50604
[10 empty] | 10.27% | 0.50601
[10 empty] | 10.28% | 0.50599
[10 empty] | 10.28% | 0.50595
[10 empty] | 10.28% | 0.5059
[10 empty] | 10.28% | 0.50589
[10 empty] | 10.29% | 0.50578
[10 empty] | 10.29% | 0.50574
[10 empty] | 10.29% | 0.50571
[10 empty] | 10.3% | 0.50567
[10 empty] | 10.3% | 0.50567
[10 empty] | 10.3% | 0.50566
[10 empty] | 10.3% | 0.50562
[10 empty] | 10.31% | 0.50562
[10 empty] | 10.31% | 0.50558
[10 empty] | 10.31% | 0.50558
[10 empty] | 10.32% | 0.50557
[10 empty] | 10.32% | 0.50557
[10 empty] | 10.32% | 0.50551
[10 empty] | 10.32% | 0.50547
[10 empty] | 10.33% | 0.50545
[10 empty] | 10.33% | 0.50544
[10 empty] | 10.33% | 0.50539
[10 empty] | 10.34% | 0.50538
[10 empty] | 10.34% | 0.50536
[10 empty] | 10.34% | 0.50532
[10 empty] | 10.34% | 0.50528
[10 empty] | 10.35% | 0.50525
[10 empty] | 10.35% | 0.50524
[10 empty] | 10.35% | 0.50522
[10 empty] | 10.36% | 0.50518
[10 empty] | 10.36% | 0.50517
[10 empty] | 10.36% | 0.50516
[10 empty] | 10.36% | 0.50515
[10 empty] | 10.37% | 0.50515
[10 empty] | 10.37% | 0.50514
[10 empty] | 10.37% | 0.50513
[10 empty] | 10.38% | 0.50512
[10 empty] | 10.38% | 0.5051
[10 empty] | 10.38% | 0.50499
[10 empty] | 10.38% | 0.50499
[10 empty] | 10.39% | 0.50499
[10 empty] | 10.39% | 0.50493
[10 empty] | 10.39% | 0.50492
[10 empty] | 10.4% | 0.50492
[10 empty] | 10.4% | 0.50488
[10 empty] | 10.4% | 0.50485
[10 empty] | 10.4% | 0.50482
[10 empty] | 10.41% | 0.50481
[10 empty] | 10.41% | 0.50481
[10 empty] | 10.41% | 0.50479
[10 empty] | 10.42% | 0.50477
[10 empty] | 10.42% | 0.50474
[10 empty] | 10.42% | 0.50472
[10 empty] | 10.42% | 0.5047
[10 empty] | 10.43% | 0.50469
[10 empty] | 10.43% | 0.5046
[10 empty] | 10.43% | 0.50459
[10 empty] | 10.44% | 0.50456
[10 empty] | 10.44% | 0.50456
[10 empty] | 10.44% | 0.50454
[10 empty] | 10.44% | 0.50448
[10 empty] | 10.45% | 0.50441
[10 empty] | 10.45% | 0.5044
[10 empty] | 10.45% | 0.50431
[10 empty] | 10.46% | 0.50431
[10 empty] | 10.46% | 0.50429
[10 empty] | 10.46% | 0.50426
[10 empty] | 10.46% | 0.50425
[10 empty] | 10.47% | 0.5042
[10 empty] | 10.47% | 0.50419
[10 empty] | 10.47% | 0.50418
[10 empty] | 10.48% | 0.50418
[10 empty] | 10.48% | 0.50413
[10 empty] | 10.48% | 0.50411
[10 empty] | 10.48% | 0.50409
[10 empty] | 10.49% | 0.50409
[10 empty] | 10.49% | 0.50406
[10 empty] | 10.49% | 0.50402
[10 empty] | 10.5% | 0.50401
[10 empty] | 10.5% | 0.50384
[10 empty] | 10.5% | 0.50382
[10 empty] | 10.5% | 0.50381
[10 empty] | 10.51% | 0.5038
[10 empty] | 10.51% | 0.50379
[10 empty] | 10.51% | 0.50378
[10 empty] | 10.52% | 0.50376
[10 empty] | 10.52% | 0.50373
[10 empty] | 10.52% | 0.50364
[10 empty] | 10.52% | 0.50358
[10 empty] | 10.53% | 0.50353
[10 empty] | 10.53% | 0.50352
[10 empty] | 10.53% | 0.50351
[10 empty] | 10.54% | 0.50351
[10 empty] | 10.54% | 0.50351
[10 empty] | 10.54% | 0.50341
[10 empty] | 10.54% | 0.5034
[10 empty] | 10.55% | 0.50338
[10 empty] | 10.55% | 0.50338
[10 empty] | 10.55% | 0.50337
[10 empty] | 10.56% | 0.50336
[10 empty] | 10.56% | 0.50335
[10 empty] | 10.56% | 0.50335
[10 empty] | 10.56% | 0.50333
[10 empty] | 10.57% | 0.50328
[10 empty] | 10.57% | 0.50327
[10 empty] | 10.57% | 0.50327
[10 empty] | 10.58% | 0.50326
[10 empty] | 10.58% | 0.50325
[10 empty] | 10.58% | 0.5032
[10 empty] | 10.58% | 0.50318
[10 empty] | 10.59% | 0.50317
[10 empty] | 10.59% | 0.50313
[10 empty] | 10.59% | 0.50312
[10 empty] | 10.6% | 0.50308
[10 empty] | 10.6% | 0.50308
[10 empty] | 10.6% | 0.50293
[10 empty] | 10.6% | 0.50293
[10 empty] | 10.61% | 0.50292
[10 empty] | 10.61% | 0.50289
[10 empty] | 10.61% | 0.50288
[10 empty] | 10.62% | 0.50285
[10 empty] | 10.62% | 0.50285
[10 empty] | 10.62% | 0.50285
[10 empty] | 10.62% | 0.50279
[10 empty] | 10.63% | 0.50276
[10 empty] | 10.63% | 0.50271
[10 empty] | 10.63% | 0.50271
[10 empty] | 10.64% | 0.5027
[10 empty] | 10.64% | 0.50268
[10 empty] | 10.64% | 0.50266
[10 empty] | 10.64% | 0.50265
[10 empty] | 10.65% | 0.50265
[10 empty] | 10.65% | 0.50263
[10 empty] | 10.65% | 0.50262
[10 empty] | 10.66% | 0.50261
[10 empty] | 10.66% | 0.50261
[10 empty] | 10.66% | 0.50255
[10 empty] | 10.66% | 0.50254
[10 empty] | 10.67% | 0.5025
[10 empty] | 10.67% | 0.5025
[10 empty] | 10.67% | 0.50249
[10 empty] | 10.68% | 0.50249
[10 empty] | 10.68% | 0.50248
[10 empty] | 10.68% | 0.50247
[10 empty] | 10.68% | 0.50244
[10 empty] | 10.69% | 0.50239
[10 empty] | 10.69% | 0.50237
[10 empty] | 10.69% | 0.50237
[10 empty] | 10.7% | 0.50235
[10 empty] | 10.7% | 0.50234
[10 empty] | 10.7% | 0.50233
[10 empty] | 10.7% | 0.50233
[10 empty] | 10.71% | 0.50229
[10 empty] | 10.71% | 0.50228
[10 empty] | 10.71% | 0.5022
[10 empty] | 10.72% | 0.50219
[10 empty] | 10.72% | 0.50217
[10 empty] | 10.72% | 0.50216
[10 empty] | 10.72% | 0.50214
[10 empty] | 10.73% | 0.50213
[10 empty] | 10.73% | 0.50209
[10 empty] | 10.73% | 0.50209
[10 empty] | 10.74% | 0.50208
[10 empty] | 10.74% | 0.50207
[10 empty] | 10.74% | 0.50201
[10 empty] | 10.74% | 0.50201
[10 empty] | 10.75% | 0.502
[10 empty] | 10.75% | 0.50199
[10 empty] | 10.75% | 0.50199
[10 empty] | 10.76% | 0.50198
[10 empty] | 10.76% | 0.50198
[10 empty] | 10.76% | 0.50196
[10 empty] | 10.76% | 0.50194
[10 empty] | 10.77% | 0.50192
[10 empty] | 10.77% | 0.50189
[10 empty] | 10.77% | 0.50189
[10 empty] | 10.78% | 0.50188
[10 empty] | 10.78% | 0.50187
[10 empty] | 10.78% | 0.50182
[10 empty] | 10.78% | 0.50182
[10 empty] | 10.79% | 0.50182
[10 empty] | 10.79% | 0.5018
[10 empty] | 10.79% | 0.50177
[10 empty] | 10.8% | 0.50174
[10 empty] | 10.8% | 0.50174
[10 empty] | 10.8% | 0.50171
[10 empty] | 10.8% | 0.50168
[10 empty] | 10.81% | 0.50167
[10 empty] | 10.81% | 0.50167
[10 empty] | 10.81% | 0.50166
[10 empty] | 10.82% | 0.50157
[10 empty] | 10.82% | 0.50154
[10 empty] | 10.82% | 0.50151
[10 empty] | 10.82% | 0.50149
[10 empty] | 10.83% | 0.50148
[10 empty] | 10.83% | 0.50141
[10 empty] | 10.83% | 0.5014
[10 empty] | 10.84% | 0.5014
[10 empty] | 10.84% | 0.50138
[10 empty] | 10.84% | 0.50136
[10 empty] | 10.84% | 0.50135
[10 empty] | 10.85% | 0.50128
[10 empty] | 10.85% | 0.50125
[10 empty] | 10.85% | 0.50116
[10 empty] | 10.86% | 0.50114
[10 empty] | 10.86% | 0.50114
[10 empty] | 10.86% | 0.50112
[10 empty] | 10.86% | 0.50107
[10 empty] | 10.87% | 0.50105
[10 empty] | 10.87% | 0.50102
[10 empty] | 10.87% | 0.501
[10 empty] | 10.88% | 0.50099
[10 empty] | 10.88% | 0.50097
[10 empty] | 10.88% | 0.50096
[10 empty] | 10.88% | 0.50094
[10 empty] | 10.89% | 0.50092
[10 empty] | 10.89% | 0.50089
[10 empty] | 10.89% | 0.50087
[10 empty] | 10.9% | 0.50079
[10 empty] | 10.9% | 0.50072
[10 empty] | 10.9% | 0.50071
[10 empty] | 10.9% | 0.50069
[10 empty] | 10.91% | 0.50067
[10 empty] | 10.91% | 0.50065
[10 empty] | 10.91% | 0.50065
[10 empty] | 10.92% | 0.50064
[10 empty] | 10.92% | 0.50062
[10 empty] | 10.92% | 0.5006
[10 empty] | 10.92% | 0.50059
[10 empty] | 10.93% | 0.50058
[10 empty] | 10.93% | 0.50055
[10 empty] | 10.93% | 0.50051
[10 empty] | 10.94% | 0.5005
[10 empty] | 10.94% | 0.50048
[10 empty] | 10.94% | 0.50045
[10 empty] | 10.94% | 0.50045
[10 empty] | 10.95% | 0.50042
[10 empty] | 10.95% | 0.50035
[10 empty] | 10.95% | 0.50034
[10 empty] | 10.96% | 0.50033
[10 empty] | 10.96% | 0.50033
[10 empty] | 10.96% | 0.50032
[10 empty] | 10.96% | 0.5003
[10 empty] | 10.97% | 0.50029
[10 empty] | 10.97% | 0.50026
[10 empty] | 10.97% | 0.50019
[10 empty] | 10.98% | 0.50019
[10 empty] | 10.98% | 0.50017
[10 empty] | 10.98% | 0.50017
[10 empty] | 10.98% | 0.50015
[10 empty] | 10.99% | 0.50015
[10 empty] | 10.99% | 0.50009
[10 empty] | 10.99% | 0.50005
[10 empty] | 11% | 0.49998
[10 empty] | 11% | 0.49998
[10 empty] | 11% | 0.49998
[10 empty] | 11% | 0.49997
[10 empty] | 11.01% | 0.49996
[10 empty] | 11.01% | 0.49994
[10 empty] | 11.01% | 0.49992
[10 empty] | 11.02% | 0.49992
[10 empty] | 11.02% | 0.49989
[10 empty] | 11.02% | 0.49988
[10 empty] | 11.02% | 0.49987
[10 empty] | 11.03% | 0.49981
[10 empty] | 11.03% | 0.49977
[10 empty] | 11.03% | 0.49977
[10 empty] | 11.04% | 0.49976
[10 empty] | 11.04% | 0.49976
[10 empty] | 11.04% | 0.49972
[10 empty] | 11.04% | 0.49971
[10 empty] | 11.05% | 0.49961
[10 empty] | 11.05% | 0.49958
[10 empty] | 11.05% | 0.49955
[10 empty] | 11.06% | 0.49954
[10 empty] | 11.06% | 0.49949
[10 empty] | 11.06% | 0.49946
[10 empty] | 11.06% | 0.49945
[10 empty] | 11.07% | 0.49945
[10 empty] | 11.07% | 0.49944
[10 empty] | 11.07% | 0.49942
[10 empty] | 11.08% | 0.49936
[10 empty] | 11.08% | 0.49934
[10 empty] | 11.08% | 0.49933
[10 empty] | 11.08% | 0.49932
[10 empty] | 11.09% | 0.49931
[10 empty] | 11.09% | 0.4993
[10 empty] | 11.09% | 0.49925
[10 empty] | 11.1% | 0.49923
[10 empty] | 11.1% | 0.4992
[10 empty] | 11.1% | 0.4992
[10 empty] | 11.1% | 0.49919
[10 empty] | 11.11% | 0.49914
[10 empty] | 11.11% | 0.49911
[10 empty] | 11.11% | 0.49909
[10 empty] | 11.12% | 0.49907
[10 empty] | 11.12% | 0.49906
[10 empty] | 11.12% | 0.49905
[10 empty] | 11.12% | 0.49903
[10 empty] | 11.13% | 0.49902
[10 empty] | 11.13% | 0.49898
[10 empty] | 11.13% | 0.49898
[10 empty] | 11.14% | 0.49898
[10 empty] | 11.14% | 0.49896
[10 empty] | 11.14% | 0.49894
[10 empty] | 11.14% | 0.4989
[10 empty] | 11.15% | 0.49889
[10 empty] | 11.15% | 0.49886
[10 empty] | 11.15% | 0.49885
[10 empty] | 11.16% | 0.49885
[10 empty] | 11.16% | 0.49881
[10 empty] | 11.16% | 0.4988
[10 empty] | 11.16% | 0.49876
[10 empty] | 11.17% | 0.49874
[10 empty] | 11.17% | 0.49871
[10 empty] | 11.17% | 0.49871
[10 empty] | 11.18% | 0.49869
[10 empty] | 11.18% | 0.49868
[10 empty] | 11.18% | 0.49866
[10 empty] | 11.18% | 0.49863
[10 empty] | 11.19% | 0.49863
[10 empty] | 11.19% | 0.49862
[10 empty] | 11.19% | 0.4986
[10 empty] | 11.2% | 0.49857
[10 empty] | 11.2% | 0.4985
[10 empty] | 11.2% | 0.49849
[10 empty] | 11.2% | 0.49846
[10 empty] | 11.21% | 0.49842
[10 empty] | 11.21% | 0.4984
[10 empty] | 11.21% | 0.49838
[10 empty] | 11.22% | 0.49835
[10 empty] | 11.22% | 0.49833
[10 empty] | 11.22% | 0.49829
[10 empty] | 11.22% | 0.49828
[10 empty] | 11.23% | 0.49821
[10 empty] | 11.23% | 0.4982
[10 empty] | 11.23% | 0.49816
[10 empty] | 11.24% | 0.49813
[10 empty] | 11.24% | 0.4981
[10 empty] | 11.24% | 0.49804
[10 empty] | 11.24% | 0.49803
[10 empty] | 11.25% | 0.49802
[10 empty] | 11.25% | 0.49801
[10 empty] | 11.25% | 0.49801
[10 empty] | 11.26% | 0.49801
[10 empty] | 11.26% | 0.498
[10 empty] | 11.26% | 0.49798
[10 empty] | 11.26% | 0.49795
[10 empty] | 11.27% | 0.49792
[10 empty] | 11.27% | 0.49788
[10 empty] | 11.27% | 0.49786
[10 empty] | 11.28% | 0.49784
[10 empty] | 11.28% | 0.49784
[10 empty] | 11.28% | 0.49783
[10 empty] | 11.28% | 0.49783
[10 empty] | 11.29% | 0.49779
[10 empty] | 11.29% | 0.49777
[10 empty] | 11.29% | 0.49775
[10 empty] | 11.3% | 0.49773
[10 empty] | 11.3% | 0.49772
[10 empty] | 11.3% | 0.49772
[10 empty] | 11.3% | 0.49769
[10 empty] | 11.31% | 0.49767
[10 empty] | 11.31% | 0.49767
[10 empty] | 11.31% | 0.49764
[10 empty] | 11.31% | 0.49747
[10 empty] | 11.32% | 0.49745
[10 empty] | 11.32% | 0.49744
[10 empty] | 11.32% | 0.49743
[10 empty] | 11.33% | 0.49742
[10 empty] | 11.33% | 0.49732
[10 empty] | 11.33% | 0.49731
[10 empty] | 11.33% | 0.4973
[10 empty] | 11.34% | 0.4973
[10 empty] | 11.34% | 0.4973
[10 empty] | 11.34% | 0.49728
[10 empty] | 11.35% | 0.49727
[10 empty] | 11.35% | 0.49722
[10 empty] | 11.35% | 0.4972
[10 empty] | 11.35% | 0.4972
[10 empty] | 11.36% | 0.49717
[10 empty] | 11.36% | 0.49714
[10 empty] | 11.36% | 0.49712
[10 empty] | 11.37% | 0.49711
[10 empty] | 11.37% | 0.49708
[10 empty] | 11.37% | 0.49707
[10 empty] | 11.37% | 0.49705
[10 empty] | 11.38% | 0.49704
[10 empty] | 11.38% | 0.497
[10 empty] | 11.38% | 0.49697
[10 empty] | 11.39% | 0.49688
[10 empty] | 11.39% | 0.49687
[10 empty] | 11.39% | 0.49685
[10 empty] | 11.39% | 0.49683
[10 empty] | 11.4% | 0.49681
[10 empty] | 11.4% | 0.4968
[10 empty] | 11.4% | 0.49678
[10 empty] | 11.41% | 0.49676
[10 empty] | 11.41% | 0.49675
[10 empty] | 11.41% | 0.49672
[10 empty] | 11.41% | 0.49671
[10 empty] | 11.42% | 0.4967
[10 empty] | 11.42% | 0.4967
[10 empty] | 11.42% | 0.4966
[10 empty] | 11.43% | 0.49658
[10 empty] | 11.43% | 0.49656
[10 empty] | 11.43% | 0.49656
[10 empty] | 11.43% | 0.49654
[10 empty] | 11.44% | 0.49653
[10 empty] | 11.44% | 0.49653
[10 empty] | 11.44% | 0.49651
[10 empty] | 11.45% | 0.49651
[10 empty] | 11.45% | 0.49648
[10 empty] | 11.45% | 0.49645
[10 empty] | 11.45% | 0.49643
[10 empty] | 11.46% | 0.49643
[10 empty] | 11.46% | 0.49636
[10 empty] | 11.46% | 0.49636
[10 empty] | 11.47% | 0.49635
[10 empty] | 11.47% | 0.49633
[10 empty] | 11.47% | 0.49629
[10 empty] | 11.47% | 0.49629
[10 empty] | 11.48% | 0.49628
[10 empty] | 11.48% | 0.49628
[10 empty] | 11.48% | 0.49625
[10 empty] | 11.49% | 0.49624
[10 empty] | 11.49% | 0.49622
[10 empty] | 11.49% | 0.4962
[10 empty] | 11.49% | 0.4962
[10 empty] | 11.5% | 0.49617
[10 empty] | 11.5% | 0.49615
[10 empty] | 11.5% | 0.49614
[10 empty] | 11.51% | 0.49613
[10 empty] | 11.51% | 0.49613
[10 empty] | 11.51% | 0.49612
[10 empty] | 11.51% | 0.49606
[10 empty] | 11.52% | 0.49595
[10 empty] | 11.52% | 0.49594
[10 empty] | 11.52% | 0.49593
[10 empty] | 11.53% | 0.49589
[10 empty] | 11.53% | 0.49589
[10 empty] | 11.53% | 0.49587
[10 empty] | 11.53% | 0.49587
[10 empty] | 11.54% | 0.49584
[10 empty] | 11.54% | 0.49584
[10 empty] | 11.54% | 0.49578
[10 empty] | 11.55% | 0.49575
[10 empty] | 11.55% | 0.49569
[10 empty] | 11.55% | 0.49563
[10 empty] | 11.55% | 0.49561
[10 empty] | 11.56% | 0.49558
[10 empty] | 11.56% | 0.49558
[10 empty] | 11.56% | 0.49557
[10 empty] | 11.57% | 0.49556
[10 empty] | 11.57% | 0.49553
[10 empty] | 11.57% | 0.49547
[10 empty] | 11.57% | 0.49545
[10 empty] | 11.58% | 0.49544
[10 empty] | 11.58% | 0.49542
[10 empty] | 11.58% | 0.49539
[10 empty] | 11.59% | 0.49529
[10 empty] | 11.59% | 0.49528
[10 empty] | 11.59% | 0.49527
[10 empty] | 11.59% | 0.49522
[10 empty] | 11.6% | 0.49521
[10 empty] | 11.6% | 0.4952
[10 empty] | 11.6% | 0.49512
[10 empty] | 11.61% | 0.4951
[10 empty] | 11.61% | 0.49509
[10 empty] | 11.61% | 0.49508
[10 empty] | 11.61% | 0.49507
[10 empty] | 11.62% | 0.49506
[10 empty] | 11.62% | 0.49506
[10 empty] | 11.62% | 0.49505
[10 empty] | 11.63% | 0.49504
[10 empty] | 11.63% | 0.49496
[10 empty] | 11.63% | 0.49492
[10 empty] | 11.63% | 0.49479
[10 empty] | 11.64% | 0.49479
[10 empty] | 11.64% | 0.49476
[10 empty] | 11.64% | 0.49473
[10 empty] | 11.65% | 0.49473
[10 empty] | 11.65% | 0.49469
[10 empty] | 11.65% | 0.49468
[10 empty] | 11.65% | 0.49467
[10 empty] | 11.66% | 0.49467
[10 empty] | 11.66% | 0.49452
[10 empty] | 11.66% | 0.49451
[10 empty] | 11.67% | 0.49443
[10 empty] | 11.67% | 0.49438
[10 empty] | 11.67% | 0.49436
[10 empty] | 11.67% | 0.49433
[10 empty] | 11.68% | 0.49428
[10 empty] | 11.68% | 0.49427
[10 empty] | 11.68% | 0.49427
[10 empty] | 11.69% | 0.49426
[10 empty] | 11.69% | 0.49425
[10 empty] | 11.69% | 0.49421
[10 empty] | 11.69% | 0.49418
[10 empty] | 11.7% | 0.49417
[10 empty] | 11.7% | 0.49411
[10 empty] | 11.7% | 0.49411
[10 empty] | 11.71% | 0.49406
[10 empty] | 11.71% | 0.49401
[10 empty] | 11.71% | 0.49401
[10 empty] | 11.71% | 0.49393
[10 empty] | 11.72% | 0.4939
[10 empty] | 11.72% | 0.49389
[10 empty] | 11.72% | 0.49382
[10 empty] | 11.73% | 0.49382
[10 empty] | 11.73% | 0.49375
[10 empty] | 11.73% | 0.49374
[10 empty] | 11.73% | 0.49373
[10 empty] | 11.74% | 0.49371
[10 empty] | 11.74% | 0.49371
[10 empty] | 11.74% | 0.49369
[10 empty] | 11.75% | 0.49366
[10 empty] | 11.75% | 0.49366
[10 empty] | 11.75% | 0.49365
[10 empty] | 11.75% | 0.49364
[10 empty] | 11.76% | 0.49362
[10 empty] | 11.76% | 0.49362
[10 empty] | 11.76% | 0.4936
[10 empty] | 11.77% | 0.49359
[10 empty] | 11.77% | 0.49357
[10 empty] | 11.77% | 0.49351
[10 empty] | 11.77% | 0.49351
[10 empty] | 11.78% | 0.49342
[10 empty] | 11.78% | 0.49342
[10 empty] | 11.78% | 0.49341
[10 empty] | 11.79% | 0.49338
[10 empty] | 11.79% | 0.49335
[10 empty] | 11.79% | 0.49334
[10 empty] | 11.79% | 0.49331
[10 empty] | 11.8% | 0.49328
[10 empty] | 11.8% | 0.49328
[10 empty] | 11.8% | 0.49327
[10 empty] | 11.81% | 0.49326
[10 empty] | 11.81% | 0.49325
[10 empty] | 11.81% | 0.49325
[10 empty] | 11.81% | 0.49325
[10 empty] | 11.82% | 0.49323
[10 empty] | 11.82% | 0.49321
[10 empty] | 11.82% | 0.4932
[10 empty] | 11.83% | 0.49319
[10 empty] | 11.83% | 0.49317
[10 empty] | 11.83% | 0.49314
[10 empty] | 11.83% | 0.49306
[10 empty] | 11.84% | 0.49301
[10 empty] | 11.84% | 0.49297
[10 empty] | 11.84% | 0.49295
[10 empty] | 11.85% | 0.49294
[10 empty] | 11.85% | 0.49291
[10 empty] | 11.85% | 0.49289
[10 empty] | 11.85% | 0.49287
[10 empty] | 11.86% | 0.49282
[10 empty] | 11.86% | 0.49282
[10 empty] | 11.86% | 0.49281
[10 empty] | 11.87% | 0.4928
[10 empty] | 11.87% | 0.49275
[10 empty] | 11.87% | 0.4927
[10 empty] | 11.87% | 0.49268
[10 empty] | 11.88% | 0.49264
[10 empty] | 11.88% | 0.49261
[10 empty] | 11.88% | 0.49261
[10 empty] | 11.89% | 0.4926
[10 empty] | 11.89% | 0.49259
[10 empty] | 11.89% | 0.49254
[10 empty] | 11.89% | 0.49252
[10 empty] | 11.9% | 0.49252
[10 empty] | 11.9% | 0.49247
[10 empty] | 11.9% | 0.49247
[10 empty] | 11.91% | 0.49245
[10 empty] | 11.91% | 0.49241
[10 empty] | 11.91% | 0.4924
[10 empty] | 11.91% | 0.49237
[10 empty] | 11.92% | 0.49236
[10 empty] | 11.92% | 0.49234
[10 empty] | 11.92% | 0.49232
[10 empty] | 11.93% | 0.49231
[10 empty] | 11.93% | 0.4923
[10 empty] | 11.93% | 0.49229
[10 empty] | 11.93% | 0.49229
[10 empty] | 11.94% | 0.49226
[10 empty] | 11.94% | 0.49225
[10 empty] | 11.94% | 0.49224
[10 empty] | 11.95% | 0.49222
[10 empty] | 11.95% | 0.49222
[10 empty] | 11.95% | 0.49222
[10 empty] | 11.95% | 0.49222
[10 empty] | 11.96% | 0.49213
[10 empty] | 11.96% | 0.49211
[10 empty] | 11.96% | 0.49211
[10 empty] | 11.97% | 0.49207
[10 empty] | 11.97% | 0.49205
[10 empty] | 11.97% | 0.49204
[10 empty] | 11.97% | 0.49203
[10 empty] | 11.98% | 0.49203
[10 empty] | 11.98% | 0.49203
[10 empty] | 11.98% | 0.49199
[10 empty] | 11.99% | 0.49198
[10 empty] | 11.99% | 0.49197
[10 empty] | 11.99% | 0.49196
[10 empty] | 11.99% | 0.49185
[10 empty] | 12% | 0.49184
[10 empty] | 12% | 0.49183
[10 empty] | 12% | 0.49179
[10 empty] | 12.01% | 0.49178
[10 empty] | 12.01% | 0.49174
[10 empty] | 12.01% | 0.49172
[10 empty] | 12.01% | 0.49171
[10 empty] | 12.02% | 0.49168
[10 empty] | 12.02% | 0.49166
[10 empty] | 12.02% | 0.49165
[10 empty] | 12.03% | 0.49161
[10 empty] | 12.03% | 0.4916
[10 empty] | 12.03% | 0.49159
[10 empty] | 12.03% | 0.49156
[10 empty] | 12.04% | 0.49155
[10 empty] | 12.04% | 0.49152
[10 empty] | 12.04% | 0.49149
[10 empty] | 12.05% | 0.49149
[10 empty] | 12.05% | 0.49142
[10 empty] | 12.05% | 0.49139
[10 empty] | 12.05% | 0.49136
[10 empty] | 12.06% | 0.49132
[10 empty] | 12.06% | 0.49131
[10 empty] | 12.06% | 0.49128
[10 empty] | 12.07% | 0.49127
[10 empty] | 12.07% | 0.49126
[10 empty] | 12.07% | 0.49123
[10 empty] | 12.07% | 0.49114
[10 empty] | 12.08% | 0.49111
[10 empty] | 12.08% | 0.4911
[10 empty] | 12.08% | 0.49108
[10 empty] | 12.09% | 0.49106
[10 empty] | 12.09% | 0.49106
[10 empty] | 12.09% | 0.49102
[10 empty] | 12.09% | 0.49098
[10 empty] | 12.1% | 0.49085
[10 empty] | 12.1% | 0.49081
[10 empty] | 12.1% | 0.49081
[10 empty] | 12.11% | 0.49079
[10 empty] | 12.11% | 0.49078
[10 empty] | 12.11% | 0.49077
[10 empty] | 12.11% | 0.49077
[10 empty] | 12.12% | 0.49074
[10 empty] | 12.12% | 0.49073
[10 empty] | 12.12% | 0.49072
[10 empty] | 12.13% | 0.49069
[10 empty] | 12.13% | 0.49068
[10 empty] | 12.13% | 0.49068
[10 empty] | 12.13% | 0.49067
[10 empty] | 12.14% | 0.49062
[10 empty] | 12.14% | 0.49061
[10 empty] | 12.14% | 0.4906
[10 empty] | 12.15% | 0.49059
[10 empty] | 12.15% | 0.49058
[10 empty] | 12.15% | 0.49058
[10 empty] | 12.15% | 0.49057
[10 empty] | 12.16% | 0.49056
[10 empty] | 12.16% | 0.49055
[10 empty] | 12.16% | 0.49055
[10 empty] | 12.17% | 0.49053
[10 empty] | 12.17% | 0.49053
[10 empty] | 12.17% | 0.49053
[10 empty] | 12.17% | 0.49053
[10 empty] | 12.18% | 0.49051
[10 empty] | 12.18% | 0.4905
[10 empty] | 12.18% | 0.49049
[10 empty] | 12.19% | 0.49045
[10 empty] | 12.19% | 0.49044
[10 empty] | 12.19% | 0.49043
[10 empty] | 12.19% | 0.49042
[10 empty] | 12.2% | 0.49041
[10 empty] | 12.2% | 0.49039
[10 empty] | 12.2% | 0.49037
[10 empty] | 12.21% | 0.49035
[10 empty] | 12.21% | 0.49033
[10 empty] | 12.21% | 0.4903
[10 empty] | 12.21% | 0.49028
[10 empty] | 12.22% | 0.49027
[10 empty] | 12.22% | 0.49026
[10 empty] | 12.22% | 0.49025
[10 empty] | 12.23% | 0.49023
[10 empty] | 12.23% | 0.49022
[10 empty] | 12.23% | 0.49022
[10 empty] | 12.23% | 0.49018
[10 empty] | 12.24% | 0.49018
[10 empty] | 12.24% | 0.49018
[10 empty] | 12.24% | 0.49016
[10 empty] | 12.25% | 0.49009
[10 empty] | 12.25% | 0.49009
[10 empty] | 12.25% | 0.49008
[10 empty] | 12.25% | 0.49008
[10 empty] | 12.26% | 0.48999
[10 empty] | 12.26% | 0.48999
[10 empty] | 12.26% | 0.48999
[10 empty] | 12.27% | 0.48996
[10 empty] | 12.27% | 0.48992
[10 empty] | 12.27% | 0.4899
[10 empty] | 12.27% | 0.4899
[10 empty] | 12.28% | 0.48985
[10 empty] | 12.28% | 0.48984
[10 empty] | 12.28% | 0.48984
[10 empty] | 12.29% | 0.48981
[10 empty] | 12.29% | 0.48981
[10 empty] | 12.29% | 0.48976
[10 empty] | 12.29% | 0.48975
[10 empty] | 12.3% | 0.48975
[10 empty] | 12.3% | 0.48973
[10 empty] | 12.3% | 0.48966
[10 empty] | 12.31% | 0.48964
[10 empty] | 12.31% | 0.48964
[10 empty] | 12.31% | 0.48964
[10 empty] | 12.31% | 0.48964
[10 empty] | 12.32% | 0.48963
[10 empty] | 12.32% | 0.48958
[10 empty] | 12.32% | 0.48958
[10 empty] | 12.33% | 0.48956
[10 empty] | 12.33% | 0.48956
[10 empty] | 12.33% | 0.48955
[10 empty] | 12.33% | 0.48955
[10 empty] | 12.34% | 0.48949
[10 empty] | 12.34% | 0.48947
[10 empty] | 12.34% | 0.48941
[10 empty] | 12.35% | 0.4894
[10 empty] | 12.35% | 0.48939
[10 empty] | 12.35% | 0.48939
[10 empty] | 12.35% | 0.48937
[10 empty] | 12.36% | 0.48936
[10 empty] | 12.36% | 0.48936
[10 empty] | 12.36% | 0.48935
[10 empty] | 12.37% | 0.48933
[10 empty] | 12.37% | 0.48932
[10 empty] | 12.37% | 0.48931
[10 empty] | 12.37% | 0.4893
[10 empty] | 12.38% | 0.48929
[10 empty] | 12.38% | 0.48926
[10 empty] | 12.38% | 0.48924
[10 empty] | 12.39% | 0.48919
[10 empty] | 12.39% | 0.48918
[10 empty] | 12.39% | 0.48915
[10 empty] | 12.39% | 0.48912
[10 empty] | 12.4% | 0.48911
[10 empty] | 12.4% | 0.48911
[10 empty] | 12.4% | 0.48907
[10 empty] | 12.41% | 0.48905
[10 empty] | 12.41% | 0.48905
[10 empty] | 12.41% | 0.48901
[10 empty] | 12.41% | 0.48897
[10 empty] | 12.42% | 0.48893
[10 empty] | 12.42% | 0.4889
[10 empty] | 12.42% | 0.48889
[10 empty] | 12.43% | 0.48888
[10 empty] | 12.43% | 0.48883
[10 empty] | 12.43% | 0.48882
[10 empty] | 12.43% | 0.48881
[10 empty] | 12.44% | 0.48878
[10 empty] | 12.44% | 0.48876
[10 empty] | 12.44% | 0.48874
[10 empty] | 12.45% | 0.48874
[10 empty] | 12.45% | 0.48872
[10 empty] | 12.45% | 0.48871
[10 empty] | 12.45% | 0.48867
[10 empty] | 12.46% | 0.48866
[10 empty] | 12.46% | 0.48862
[10 empty] | 12.46% | 0.48859
[10 empty] | 12.47% | 0.48855
[10 empty] | 12.47% | 0.48843
[10 empty] | 12.47% | 0.48843
[10 empty] | 12.47% | 0.48841
[10 empty] | 12.48% | 0.48841
[10 empty] | 12.48% | 0.4884
[10 empty] | 12.48% | 0.48838
[10 empty] | 12.49% | 0.48837
[10 empty] | 12.49% | 0.48836
[10 empty] | 12.49% | 0.48836
[10 empty] | 12.49% | 0.48835
[10 empty] | 12.5% | 0.48834
[10 empty] | 12.5% | 0.48832
[10 empty] | 12.5% | 0.4883
[10 empty] | 12.5% | 0.48824
[10 empty] | 12.51% | 0.48821
[10 empty] | 12.51% | 0.48819
[10 empty] | 12.51% | 0.48819
[10 empty] | 12.52% | 0.48817
[10 empty] | 12.52% | 0.48816
[10 empty] | 12.52% | 0.48816
[10 empty] | 12.52% | 0.48816
[10 empty] | 12.53% | 0.48816
[10 empty] | 12.53% | 0.48815
[10 empty] | 12.53% | 0.48814
[10 empty] | 12.54% | 0.48812
[10 empty] | 12.54% | 0.48811
[10 empty] | 12.54% | 0.48807
[10 empty] | 12.54% | 0.48805
[10 empty] | 12.55% | 0.48805
[10 empty] | 12.55% | 0.48803
[10 empty] | 12.55% | 0.48799
[10 empty] | 12.56% | 0.48797
[10 empty] | 12.56% | 0.48794
[10 empty] | 12.56% | 0.48794
[10 empty] | 12.56% | 0.48787
[10 empty] | 12.57% | 0.48784
[10 empty] | 12.57% | 0.48783
[10 empty] | 12.57% | 0.48783
[10 empty] | 12.58% | 0.48782
[10 empty] | 12.58% | 0.48781
[10 empty] | 12.58% | 0.48778
[10 empty] | 12.58% | 0.48776
[10 empty] | 12.59% | 0.48774
[10 empty] | 12.59% | 0.48768
[10 empty] | 12.59% | 0.48768
[10 empty] | 12.6% | 0.48768
[10 empty] | 12.6% | 0.48767
[10 empty] | 12.6% | 0.48766
[10 empty] | 12.6% | 0.48766
[10 empty] | 12.61% | 0.48765
[10 empty] | 12.61% | 0.48763
[10 empty] | 12.61% | 0.48763
[10 empty] | 12.62% | 0.48761
[10 empty] | 12.62% | 0.48755
[10 empty] | 12.62% | 0.48752
[10 empty] | 12.62% | 0.48751
[10 empty] | 12.63% | 0.48751
[10 empty] | 12.63% | 0.48748
[10 empty] | 12.63% | 0.48748
[10 empty] | 12.64% | 0.48748
[10 empty] | 12.64% | 0.48747
[10 empty] | 12.64% | 0.48744
[10 empty] | 12.64% | 0.48741
[10 empty] | 12.65% | 0.4874
[10 empty] | 12.65% | 0.48737
[10 empty] | 12.65% | 0.48734
[10 empty] | 12.66% | 0.48734
[10 empty] | 12.66% | 0.48732
[10 empty] | 12.66% | 0.48732
[10 empty] | 12.66% | 0.48729
[10 empty] | 12.67% | 0.48726
[10 empty] | 12.67% | 0.48723
[10 empty] | 12.67% | 0.48722
[10 empty] | 12.68% | 0.4872
[10 empty] | 12.68% | 0.48719
[10 empty] | 12.68% | 0.48717
[10 empty] | 12.68% | 0.48713
[10 empty] | 12.69% | 0.48711
[10 empty] | 12.69% | 0.48701
[10 empty] | 12.69% | 0.487
[10 empty] | 12.7% | 0.48696
[10 empty] | 12.7% | 0.48696
[10 empty] | 12.7% | 0.48693
[10 empty] | 12.7% | 0.4869
[10 empty] | 12.71% | 0.48686
[10 empty] | 12.71% | 0.48685
[10 empty] | 12.71% | 0.48684
[10 empty] | 12.72% | 0.48683
[10 empty] | 12.72% | 0.48683
[10 empty] | 12.72% | 0.48682
[10 empty] | 12.72% | 0.48682
[10 empty] | 12.73% | 0.4868
[10 empty] | 12.73% | 0.48679
[10 empty] | 12.73% | 0.48676
[10 empty] | 12.74% | 0.48675
[10 empty] | 12.74% | 0.48674
[10 empty] | 12.74% | 0.48669
[10 empty] | 12.74% | 0.48668
[10 empty] | 12.75% | 0.48666
[10 empty] | 12.75% | 0.48661
[10 empty] | 12.75% | 0.4866
[10 empty] | 12.76% | 0.48659
[10 empty] | 12.76% | 0.48656
[10 empty] | 12.76% | 0.48656
[10 empty] | 12.76% | 0.48655
[10 empty] | 12.77% | 0.48654
[10 empty] | 12.77% | 0.48653
[10 empty] | 12.77% | 0.48652
[10 empty] | 12.78% | 0.48651
[10 empty] | 12.78% | 0.48649
[10 empty] | 12.78% | 0.48644
[10 empty] | 12.78% | 0.48643
[10 empty] | 12.79% | 0.48641
[10 empty] | 12.79% | 0.4864
[10 empty] | 12.79% | 0.4864
[10 empty] | 12.8% | 0.48639
[10 empty] | 12.8% | 0.48637
[10 empty] | 12.8% | 0.48633
[10 empty] | 12.8% | 0.48631
[10 empty] | 12.81% | 0.48626
[10 empty] | 12.81% | 0.48625
[10 empty] | 12.81% | 0.48624
[10 empty] | 12.82% | 0.48624
[10 empty] | 12.82% | 0.48624
[10 empty] | 12.82% | 0.48622
[10 empty] | 12.82% | 0.48621
[10 empty] | 12.83% | 0.4862
[10 empty] | 12.83% | 0.48619
[10 empty] | 12.83% | 0.48619
[10 empty] | 12.84% | 0.48616
[10 empty] | 12.84% | 0.48615
[10 empty] | 12.84% | 0.48614
[10 empty] | 12.84% | 0.4861
[10 empty] | 12.85% | 0.48609
[10 empty] | 12.85% | 0.48609
[10 empty] | 12.85% | 0.48609
[10 empty] | 12.86% | 0.48606
[10 empty] | 12.86% | 0.48604
[10 empty] | 12.86% | 0.48604
[10 empty] | 12.86% | 0.486
[10 empty] | 12.87% | 0.48599
[10 empty] | 12.87% | 0.48599
[10 empty] | 12.87% | 0.48597
[10 empty] | 12.88% | 0.48594
[10 empty] | 12.88% | 0.48592
[10 empty] | 12.88% | 0.48588
[10 empty] | 12.88% | 0.48586
[10 empty] | 12.89% | 0.48583
[10 empty] | 12.89% | 0.48582
[10 empty] | 12.89% | 0.48581
[10 empty] | 12.9% | 0.48577
[10 empty] | 12.9% | 0.48575
[10 empty] | 12.9% | 0.48571
[10 empty] | 12.9% | 0.48569
[10 empty] | 12.91% | 0.48569
[10 empty] | 12.91% | 0.48567
[10 empty] | 12.91% | 0.48563
[10 empty] | 12.92% | 0.48561
[10 empty] | 12.92% | 0.4856
[10 empty] | 12.92% | 0.48558
[10 empty] | 12.92% | 0.48558
[10 empty] | 12.93% | 0.48556
[10 empty] | 12.93% | 0.48555
[10 empty] | 12.93% | 0.48555
[10 empty] | 12.94% | 0.48553
[10 empty] | 12.94% | 0.48548
[10 empty] | 12.94% | 0.48547
[10 empty] | 12.94% | 0.48546
[10 empty] | 12.95% | 0.48544
[10 empty] | 12.95% | 0.48541
[10 empty] | 12.95% | 0.4854
[10 empty] | 12.96% | 0.48539
[10 empty] | 12.96% | 0.48538
[10 empty] | 12.96% | 0.48536
[10 empty] | 12.96% | 0.48534
[10 empty] | 12.97% | 0.48531
[10 empty] | 12.97% | 0.48527
[10 empty] | 12.97% | 0.48527
[10 empty] | 12.98% | 0.48526
[10 empty] | 12.98% | 0.48525
[10 empty] | 12.98% | 0.48523
[10 empty] | 12.98% | 0.4852
[10 empty] | 12.99% | 0.48519
[10 empty] | 12.99% | 0.48518
[10 empty] | 12.99% | 0.48516
[10 empty] | 13% | 0.48515
[10 empty] | 13% | 0.48514
[10 empty] | 13% | 0.48512
[10 empty] | 13% | 0.4851
[10 empty] | 13.01% | 0.48509
[10 empty] | 13.01% | 0.48508
[10 empty] | 13.01% | 0.48508
[10 empty] | 13.02% | 0.48505
[10 empty] | 13.02% | 0.48505
[10 empty] | 13.02% | 0.48502
[10 empty] | 13.02% | 0.48502
[10 empty] | 13.03% | 0.48499
[10 empty] | 13.03% | 0.48497
[10 empty] | 13.03% | 0.48492
[10 empty] | 13.04% | 0.4849
[10 empty] | 13.04% | 0.4849
[10 empty] | 13.04% | 0.48489
[10 empty] | 13.04% | 0.48489
[10 empty] | 13.05% | 0.48488
[10 empty] | 13.05% | 0.48485
[10 empty] | 13.05% | 0.48477
[10 empty] | 13.06% | 0.48474
[10 empty] | 13.06% | 0.48474
[10 empty] | 13.06% | 0.48472
[10 empty] | 13.06% | 0.48471
[10 empty] | 13.07% | 0.48469
[10 empty] | 13.07% | 0.48462
[10 empty] | 13.07% | 0.48462
[10 empty] | 13.08% | 0.48459
[10 empty] | 13.08% | 0.48458
[10 empty] | 13.08% | 0.48457
[10 empty] | 13.08% | 0.48451
[10 empty] | 13.09% | 0.48448
[10 empty] | 13.09% | 0.48448
[10 empty] | 13.09% | 0.48447
[10 empty] | 13.1% | 0.48443
[10 empty] | 13.1% | 0.48442
[10 empty] | 13.1% | 0.48441
[10 empty] | 13.1% | 0.4844
[10 empty] | 13.11% | 0.48435
[10 empty] | 13.11% | 0.48435
[10 empty] | 13.11% | 0.48434
[10 empty] | 13.12% | 0.48432
[10 empty] | 13.12% | 0.48432
[10 empty] | 13.12% | 0.48431
[10 empty] | 13.12% | 0.48431
[10 empty] | 13.13% | 0.48431
[10 empty] | 13.13% | 0.48429
[10 empty] | 13.13% | 0.48427
[10 empty] | 13.14% | 0.48415
[10 empty] | 13.14% | 0.48412
[10 empty] | 13.14% | 0.4841
[10 empty] | 13.14% | 0.4841
[10 empty] | 13.15% | 0.48405
[10 empty] | 13.15% | 0.48405
[10 empty] | 13.15% | 0.48404
[10 empty] | 13.16% | 0.48389
[10 empty] | 13.16% | 0.48383
[10 empty] | 13.16% | 0.48377
[10 empty] | 13.16% | 0.48377
[10 empty] | 13.17% | 0.48374
[10 empty] | 13.17% | 0.48372
[10 empty] | 13.17% | 0.48367
[10 empty] | 13.18% | 0.48366
[10 empty] | 13.18% | 0.48366
[10 empty] | 13.18% | 0.48366
[10 empty] | 13.18% | 0.48364
[10 empty] | 13.19% | 0.48363
[10 empty] | 13.19% | 0.48362
[10 empty] | 13.19% | 0.4836
[10 empty] | 13.2% | 0.48359
[10 empty] | 13.2% | 0.48358
[10 empty] | 13.2% | 0.48357
[10 empty] | 13.2% | 0.48355
[10 empty] | 13.21% | 0.48353
[10 empty] | 13.21% | 0.48351
[10 empty] | 13.21% | 0.48348
[10 empty] | 13.22% | 0.48347
[10 empty] | 13.22% | 0.48346
[10 empty] | 13.22% | 0.48344
[10 empty] | 13.22% | 0.48341
[10 empty] | 13.23% | 0.48339
[10 empty] | 13.23% | 0.48336
[10 empty] | 13.23% | 0.48326
[10 empty] | 13.24% | 0.48326
[10 empty] | 13.24% | 0.48319
[10 empty] | 13.24% | 0.48316
[10 empty] | 13.24% | 0.48313
[10 empty] | 13.25% | 0.4831
[10 empty] | 13.25% | 0.48309
[10 empty] | 13.25% | 0.48306
[10 empty] | 13.26% | 0.48306
[10 empty] | 13.26% | 0.48303
[10 empty] | 13.26% | 0.48303
[10 empty] | 13.26% | 0.48301
[10 empty] | 13.27% | 0.483
[10 empty] | 13.27% | 0.48299
[10 empty] | 13.27% | 0.48298
[10 empty] | 13.28% | 0.48297
[10 empty] | 13.28% | 0.48297
[10 empty] | 13.28% | 0.48293
[10 empty] | 13.28% | 0.48293
[10 empty] | 13.29% | 0.48292
[10 empty] | 13.29% | 0.48292
[10 empty] | 13.29% | 0.48284
[10 empty] | 13.3% | 0.48279
[10 empty] | 13.3% | 0.48278
[10 empty] | 13.3% | 0.48276
[10 empty] | 13.3% | 0.48276
[10 empty] | 13.31% | 0.48275
[10 empty] | 13.31% | 0.48275
[10 empty] | 13.31% | 0.48269
[10 empty] | 13.32% | 0.48268
[10 empty] | 13.32% | 0.48265
[10 empty] | 13.32% | 0.48256
[10 empty] | 13.32% | 0.48252
[10 empty] | 13.33% | 0.48251
[10 empty] | 13.33% | 0.48251
[10 empty] | 13.33% | 0.48251
[10 empty] | 13.34% | 0.4825
[10 empty] | 13.34% | 0.48249
[10 empty] | 13.34% | 0.48244
[10 empty] | 13.34% | 0.4824
[10 empty] | 13.35% | 0.4824
[10 empty] | 13.35% | 0.48239
[10 empty] | 13.35% | 0.48237
[10 empty] | 13.36% | 0.48234
[10 empty] | 13.36% | 0.48234
[10 empty] | 13.36% | 0.48233
[10 empty] | 13.36% | 0.48233
[10 empty] | 13.37% | 0.48231
[10 empty] | 13.37% | 0.4823
[10 empty] | 13.37% | 0.4823
[10 empty] | 13.38% | 0.48227
[10 empty] | 13.38% | 0.48219
[10 empty] | 13.38% | 0.48216
[10 empty] | 13.38% | 0.48213
[10 empty] | 13.39% | 0.4821
[10 empty] | 13.39% | 0.48209
[10 empty] | 13.39% | 0.48207
[10 empty] | 13.4% | 0.48205
[10 empty] | 13.4% | 0.48204
[10 empty] | 13.4% | 0.48204
[10 empty] | 13.4% | 0.48203
[10 empty] | 13.41% | 0.48201
[10 empty] | 13.41% | 0.482
[10 empty] | 13.41% | 0.48197
[10 empty] | 13.42% | 0.48197
[10 empty] | 13.42% | 0.48194
[10 empty] | 13.42% | 0.48194
[10 empty] | 13.42% | 0.48192
[10 empty] | 13.43% | 0.48189
[10 empty] | 13.43% | 0.48181
[10 empty] | 13.43% | 0.48177
[10 empty] | 13.44% | 0.48174
[10 empty] | 13.44% | 0.48174
[10 empty] | 13.44% | 0.48173
[10 empty] | 13.44% | 0.48171
[10 empty] | 13.45% | 0.4817
[10 empty] | 13.45% | 0.48169
[10 empty] | 13.45% | 0.48168
[10 empty] | 13.46% | 0.48168
[10 empty] | 13.46% | 0.48166
[10 empty] | 13.46% | 0.48163
[10 empty] | 13.46% | 0.4816
[10 empty] | 13.47% | 0.48154
[10 empty] | 13.47% | 0.48152
[10 empty] | 13.47% | 0.48152
[10 empty] | 13.48% | 0.48148
[10 empty] | 13.48% | 0.48147
[10 empty] | 13.48% | 0.48146
[10 empty] | 13.48% | 0.48146
[10 empty] | 13.49% | 0.48139
[10 empty] | 13.49% | 0.48138
[10 empty] | 13.49% | 0.48132
[10 empty] | 13.5% | 0.48131
[10 empty] | 13.5% | 0.4813
[10 empty] | 13.5% | 0.4813
[10 empty] | 13.5% | 0.48126
[10 empty] | 13.51% | 0.48125
[10 empty] | 13.51% | 0.48125
[10 empty] | 13.51% | 0.4812
[10 empty] | 13.52% | 0.48119
[10 empty] | 13.52% | 0.48118
[10 empty] | 13.52% | 0.48118
[10 empty] | 13.52% | 0.48117
[10 empty] | 13.53% | 0.48116
[10 empty] | 13.53% | 0.48111
[10 empty] | 13.53% | 0.4811
[10 empty] | 13.54% | 0.48108
[10 empty] | 13.54% | 0.48105
[10 empty] | 13.54% | 0.48103
[10 empty] | 13.54% | 0.48103
[10 empty] | 13.55% | 0.48103
[10 empty] | 13.55% | 0.48102
[10 empty] | 13.55% | 0.48101
[10 empty] | 13.56% | 0.48098
[10 empty] | 13.56% | 0.48096
[10 empty] | 13.56% | 0.48095
[10 empty] | 13.56% | 0.48092
[10 empty] | 13.57% | 0.48092
[10 empty] | 13.57% | 0.48089
[10 empty] | 13.57% | 0.48089
[10 empty] | 13.58% | 0.48087
[10 empty] | 13.58% | 0.48081
[10 empty] | 13.58% | 0.48077
[10 empty] | 13.58% | 0.48077
[10 empty] | 13.59% | 0.48075
[10 empty] | 13.59% | 0.48074
[10 empty] | 13.59% | 0.48072
[10 empty] | 13.6% | 0.4807
[10 empty] | 13.6% | 0.48067
[10 empty] | 13.6% | 0.48066
[10 empty] | 13.6% | 0.48065
[10 empty] | 13.61% | 0.48062
[10 empty] | 13.61% | 0.48062
[10 empty] | 13.61% | 0.4806
[10 empty] | 13.62% | 0.4806
[10 empty] | 13.62% | 0.48059
[10 empty] | 13.62% | 0.48054
[10 empty] | 13.62% | 0.48054
[10 empty] | 13.63% | 0.48053
[10 empty] | 13.63% | 0.48052
[10 empty] | 13.63% | 0.48049
[10 empty] | 13.64% | 0.48048
[10 empty] | 13.64% | 0.48047
[10 empty] | 13.64% | 0.48044
[10 empty] | 13.64% | 0.48044
[10 empty] | 13.65% | 0.48038
[10 empty] | 13.65% | 0.48037
[10 empty] | 13.65% | 0.48035
[10 empty] | 13.66% | 0.48034
[10 empty] | 13.66% | 0.48034
[10 empty] | 13.66% | 0.48032
[10 empty] | 13.66% | 0.48028
[10 empty] | 13.67% | 0.48019
[10 empty] | 13.67% | 0.48016
[10 empty] | 13.67% | 0.48014
[10 empty] | 13.68% | 0.48012
[10 empty] | 13.68% | 0.48007
[10 empty] | 13.68% | 0.48006
[10 empty] | 13.68% | 0.48002
[10 empty] | 13.69% | 0.48002
[10 empty] | 13.69% | 0.47998
[10 empty] | 13.69% | 0.47995
[10 empty] | 13.69% | 0.47995
[10 empty] | 13.7% | 0.47993
[10 empty] | 13.7% | 0.47989
[10 empty] | 13.7% | 0.47987
[10 empty] | 13.71% | 0.47981
[10 empty] | 13.71% | 0.47976
[10 empty] | 13.71% | 0.47974
[10 empty] | 13.71% | 0.47972
[10 empty] | 13.72% | 0.47972
[10 empty] | 13.72% | 0.4797
[10 empty] | 13.72% | 0.4797
[10 empty] | 13.73% | 0.4797
[10 empty] | 13.73% | 0.47969
[10 empty] | 13.73% | 0.47968
[10 empty] | 13.73% | 0.47968
[10 empty] | 13.74% | 0.47968
[10 empty] | 13.74% | 0.47966
[10 empty] | 13.74% | 0.47966
[10 empty] | 13.75% | 0.47965
[10 empty] | 13.75% | 0.47963
[10 empty] | 13.75% | 0.4796
[10 empty] | 13.75% | 0.47958
[10 empty] | 13.76% | 0.47954
[10 empty] | 13.76% | 0.47952
[10 empty] | 13.76% | 0.47949
[10 empty] | 13.77% | 0.47945
[10 empty] | 13.77% | 0.47945
[10 empty] | 13.77% | 0.47944
[10 empty] | 13.77% | 0.47942
[10 empty] | 13.78% | 0.47941
[10 empty] | 13.78% | 0.47941
[10 empty] | 13.78% | 0.4794
[10 empty] | 13.79% | 0.47939
[10 empty] | 13.79% | 0.47938
[10 empty] | 13.79% | 0.47936
[10 empty] | 13.79% | 0.47935
[10 empty] | 13.8% | 0.47934
[10 empty] | 13.8% | 0.4793
[10 empty] | 13.8% | 0.47928
[10 empty] | 13.81% | 0.47922
[10 empty] | 13.81% | 0.4792
[10 empty] | 13.81% | 0.4792
[10 empty] | 13.81% | 0.47917
[10 empty] | 13.82% | 0.47917
[10 empty] | 13.82% | 0.47917
[10 empty] | 13.82% | 0.47914
[10 empty] | 13.83% | 0.47911
[10 empty] | 13.83% | 0.47906
[10 empty] | 13.83% | 0.47904
[10 empty] | 13.83% | 0.47904
[10 empty] | 13.84% | 0.47902
[10 empty] | 13.84% | 0.47901
[10 empty] | 13.84% | 0.47898
[10 empty] | 13.85% | 0.47897
[10 empty] | 13.85% | 0.47897
[10 empty] | 13.85% | 0.47897
[10 empty] | 13.85% | 0.47896
[10 empty] | 13.86% | 0.47895
[10 empty] | 13.86% | 0.47891
[10 empty] | 13.86% | 0.47888
[10 empty] | 13.87% | 0.47887
[10 empty] | 13.87% | 0.47883
[10 empty] | 13.87% | 0.47881
[10 empty] | 13.87% | 0.47876
[10 empty] | 13.88% | 0.47876
[10 empty] | 13.88% | 0.47872
[10 empty] | 13.88% | 0.47872
[10 empty] | 13.89% | 0.47871
[10 empty] | 13.89% | 0.47868
[10 empty] | 13.89% | 0.47867
[10 empty] | 13.89% | 0.47865
[10 empty] | 13.9% | 0.47862
[10 empty] | 13.9% | 0.47861
[10 empty] | 13.9% | 0.47858
[10 empty] | 13.91% | 0.47857
[10 empty] | 13.91% | 0.47854
[10 empty] | 13.91% | 0.47853
[10 empty] | 13.91% | 0.47853
[10 empty] | 13.92% | 0.47851
[10 empty] | 13.92% | 0.4785
[10 empty] | 13.92% | 0.47848
[10 empty] | 13.93% | 0.47848
[10 empty] | 13.93% | 0.47847
[10 empty] | 13.93% | 0.47847
[10 empty] | 13.93% | 0.47846
[10 empty] | 13.94% | 0.47845
[10 empty] | 13.94% | 0.47844
[10 empty] | 13.94% | 0.47844
[10 empty] | 13.95% | 0.47843
[10 empty] | 13.95% | 0.47843
[10 empty] | 13.95% | 0.47842
[10 empty] | 13.95% | 0.47841
[10 empty] | 13.96% | 0.4784
[10 empty] | 13.96% | 0.4784
[10 empty] | 13.96% | 0.47837
[10 empty] | 13.97% | 0.47837
[10 empty] | 13.97% | 0.47833
[10 empty] | 13.97% | 0.47832
[10 empty] | 13.97% | 0.47831
[10 empty] | 13.98% | 0.4783
[10 empty] | 13.98% | 0.47829
[10 empty] | 13.98% | 0.47829
[10 empty] | 13.99% | 0.47829
[10 empty] | 13.99% | 0.47827
[10 empty] | 13.99% | 0.47825
[10 empty] | 13.99% | 0.47822
[10 empty] | 14% | 0.47822
[10 empty] | 14% | 0.47819
[10 empty] | 14% | 0.47818
[10 empty] | 14.01% | 0.47816
[10 empty] | 14.01% | 0.47816
[10 empty] | 14.01% | 0.47815
[10 empty] | 14.01% | 0.47814
[10 empty] | 14.02% | 0.47814
[10 empty] | 14.02% | 0.47813
[10 empty] | 14.02% | 0.47813
[10 empty] | 14.03% | 0.47809
[10 empty] | 14.03% | 0.47808
[10 empty] | 14.03% | 0.47804
[10 empty] | 14.03% | 0.47801
[10 empty] | 14.04% | 0.47799
[10 empty] | 14.04% | 0.47796
[10 empty] | 14.04% | 0.47796
[10 empty] | 14.05% | 0.47795
[10 empty] | 14.05% | 0.47795
[10 empty] | 14.05% | 0.47792
[10 empty] | 14.05% | 0.47792
[10 empty] | 14.06% | 0.47792
[10 empty] | 14.06% | 0.47784
[10 empty] | 14.06% | 0.47783
[10 empty] | 14.07% | 0.47782
[10 empty] | 14.07% | 0.47779
[10 empty] | 14.07% | 0.47778
[10 empty] | 14.07% | 0.47777
[10 empty] | 14.08% | 0.47772
[10 empty] | 14.08% | 0.47771
[10 empty] | 14.08% | 0.4777
[10 empty] | 14.09% | 0.47769
[10 empty] | 14.09% | 0.47766
[10 empty] | 14.09% | 0.47761
[10 empty] | 14.09% | 0.47761
[10 empty] | 14.1% | 0.47757
[10 empty] | 14.1% | 0.47755
[10 empty] | 14.1% | 0.47754
[10 empty] | 14.11% | 0.47751
[10 empty] | 14.11% | 0.4775
[10 empty] | 14.11% | 0.47747
[10 empty] | 14.11% | 0.47747
[10 empty] | 14.12% | 0.47746
[10 empty] | 14.12% | 0.47746
[10 empty] | 14.12% | 0.47746
[10 empty] | 14.13% | 0.47746
[10 empty] | 14.13% | 0.47744
[10 empty] | 14.13% | 0.47743
[10 empty] | 14.13% | 0.47742
[10 empty] | 14.14% | 0.47742
[10 empty] | 14.14% | 0.47741
[10 empty] | 14.14% | 0.4774
[10 empty] | 14.15% | 0.47739
[10 empty] | 14.15% | 0.47738
[10 empty] | 14.15% | 0.47737
[10 empty] | 14.15% | 0.47734
[10 empty] | 14.16% | 0.4773
[10 empty] | 14.16% | 0.47729
[10 empty] | 14.16% | 0.47728
[10 empty] | 14.17% | 0.47724
[10 empty] | 14.17% | 0.47724
[10 empty] | 14.17% | 0.47723
[10 empty] | 14.17% | 0.47721
[10 empty] | 14.18% | 0.47713
[10 empty] | 14.18% | 0.47709
[10 empty] | 14.18% | 0.47709
[10 empty] | 14.19% | 0.47706
[10 empty] | 14.19% | 0.47705
[10 empty] | 14.19% | 0.47704
[10 empty] | 14.19% | 0.47702
[10 empty] | 14.2% | 0.47702
[10 empty] | 14.2% | 0.477
[10 empty] | 14.2% | 0.47699
[10 empty] | 14.21% | 0.47698
[10 empty] | 14.21% | 0.47694
[10 empty] | 14.21% | 0.47694
[10 empty] | 14.21% | 0.47693
[10 empty] | 14.22% | 0.47692
[10 empty] | 14.22% | 0.47684
[10 empty] | 14.22% | 0.47682
[10 empty] | 14.23% | 0.47679
[10 empty] | 14.23% | 0.47679
[10 empty] | 14.23% | 0.47677
[10 empty] | 14.23% | 0.47676
[10 empty] | 14.24% | 0.47672
[10 empty] | 14.24% | 0.4767
[10 empty] | 14.24% | 0.47667
[10 empty] | 14.25% | 0.47667
[10 empty] | 14.25% | 0.47665
[10 empty] | 14.25% | 0.47656
[10 empty] | 14.25% | 0.47655
[10 empty] | 14.26% | 0.47653
[10 empty] | 14.26% | 0.4765
[10 empty] | 14.26% | 0.4765
[10 empty] | 14.27% | 0.47648
[10 empty] | 14.27% | 0.47642
[10 empty] | 14.27% | 0.47642
[10 empty] | 14.27% | 0.47641
[10 empty] | 14.28% | 0.47638
[10 empty] | 14.28% | 0.47636
[10 empty] | 14.28% | 0.47633
[10 empty] | 14.29% | 0.47633
[10 empty] | 14.29% | 0.47631
[10 empty] | 14.29% | 0.4763
[10 empty] | 14.29% | 0.47629
[10 empty] | 14.3% | 0.47628
[10 empty] | 14.3% | 0.47628
[10 empty] | 14.3% | 0.47627
[10 empty] | 14.31% | 0.47625
[10 empty] | 14.31% | 0.47623
[10 empty] | 14.31% | 0.47622
[10 empty] | 14.31% | 0.47621
[10 empty] | 14.32% | 0.47619
[10 empty] | 14.32% | 0.47618
[10 empty] | 14.32% | 0.47618
[10 empty] | 14.33% | 0.47614
[10 empty] | 14.33% | 0.47613
[10 empty] | 14.33% | 0.47612
[10 empty] | 14.33% | 0.47609
[10 empty] | 14.34% | 0.47606
[10 empty] | 14.34% | 0.47605
[10 empty] | 14.34% | 0.47603
[10 empty] | 14.35% | 0.476
[10 empty] | 14.35% | 0.47599
[10 empty] | 14.35% | 0.47598
[10 empty] | 14.35% | 0.47597
[10 empty] | 14.36% | 0.47597
[10 empty] | 14.36% | 0.4759
[10 empty] | 14.36% | 0.4759
[10 empty] | 14.37% | 0.47585
[10 empty] | 14.37% | 0.47578
[10 empty] | 14.37% | 0.47575
[10 empty] | 14.37% | 0.47575
[10 empty] | 14.38% | 0.47573
[10 empty] | 14.38% | 0.47573
[10 empty] | 14.38% | 0.47572
[10 empty] | 14.39% | 0.4757
[10 empty] | 14.39% | 0.47568
[10 empty] | 14.39% | 0.47558
[10 empty] | 14.39% | 0.47555
[10 empty] | 14.4% | 0.47554
[10 empty] | 14.4% | 0.47553
[10 empty] | 14.4% | 0.47552
[10 empty] | 14.41% | 0.47551
[10 empty] | 14.41% | 0.47551
[10 empty] | 14.41% | 0.4755
[10 empty] | 14.41% | 0.47549
[10 empty] | 14.42% | 0.47549
[10 empty] | 14.42% | 0.47544
[10 empty] | 14.42% | 0.47542
[10 empty] | 14.43% | 0.4754
[10 empty] | 14.43% | 0.47536
[10 empty] | 14.43% | 0.47531
[10 empty] | 14.43% | 0.47528
[10 empty] | 14.44% | 0.47526
[10 empty] | 14.44% | 0.47516
[10 empty] | 14.44% | 0.47514
[10 empty] | 14.45% | 0.47512
[10 empty] | 14.45% | 0.47511
[10 empty] | 14.45% | 0.47506
[10 empty] | 14.45% | 0.47506
[10 empty] | 14.46% | 0.47506
[10 empty] | 14.46% | 0.47504
[10 empty] | 14.46% | 0.47504
[10 empty] | 14.47% | 0.47502
[10 empty] | 14.47% | 0.47498
[10 empty] | 14.47% | 0.47496
[10 empty] | 14.47% | 0.47493
[10 empty] | 14.48% | 0.47491
[10 empty] | 14.48% | 0.47489
[10 empty] | 14.48% | 0.47489
[10 empty] | 14.49% | 0.47488
[10 empty] | 14.49% | 0.47485
[10 empty] | 14.49% | 0.47483
[10 empty] | 14.49% | 0.47483
[10 empty] | 14.5% | 0.47481
[10 empty] | 14.5% | 0.4748
[10 empty] | 14.5% | 0.47479
[10 empty] | 14.51% | 0.47478
[10 empty] | 14.51% | 0.47477
[10 empty] | 14.51% | 0.47476
[10 empty] | 14.51% | 0.47475
[10 empty] | 14.52% | 0.47471
[10 empty] | 14.52% | 0.4747
[10 empty] | 14.52% | 0.47467
[10 empty] | 14.53% | 0.47465
[10 empty] | 14.53% | 0.47465
[10 empty] | 14.53% | 0.47461
[10 empty] | 14.53% | 0.4746
[10 empty] | 14.54% | 0.47459
[10 empty] | 14.54% | 0.47456
[10 empty] | 14.54% | 0.47455
[10 empty] | 14.55% | 0.47453
[10 empty] | 14.55% | 0.47452
[10 empty] | 14.55% | 0.47451
[10 empty] | 14.55% | 0.47451
[10 empty] | 14.56% | 0.4745
[10 empty] | 14.56% | 0.47449
[10 empty] | 14.56% | 0.47448
[10 empty] | 14.57% | 0.47443
[10 empty] | 14.57% | 0.47443
[10 empty] | 14.57% | 0.47441
[10 empty] | 14.57% | 0.47438
[10 empty] | 14.58% | 0.47438
[10 empty] | 14.58% | 0.47436
[10 empty] | 14.58% | 0.47436
[10 empty] | 14.59% | 0.47436
[10 empty] | 14.59% | 0.47431
[10 empty] | 14.59% | 0.47425
[10 empty] | 14.59% | 0.47424
[10 empty] | 14.6% | 0.4742
[10 empty] | 14.6% | 0.47418
[10 empty] | 14.6% | 0.47418
[10 empty] | 14.61% | 0.47412
[10 empty] | 14.61% | 0.47412
[10 empty] | 14.61% | 0.47411
[10 empty] | 14.61% | 0.4741
[10 empty] | 14.62% | 0.47409
[10 empty] | 14.62% | 0.47407
[10 empty] | 14.62% | 0.47406
[10 empty] | 14.63% | 0.47406
[10 empty] | 14.63% | 0.47406
[10 empty] | 14.63% | 0.47403
[10 empty] | 14.63% | 0.47403
[10 empty] | 14.64% | 0.47403
[10 empty] | 14.64% | 0.47403
[10 empty] | 14.64% | 0.47402
[10 empty] | 14.65% | 0.47402
[10 empty] | 14.65% | 0.47401
[10 empty] | 14.65% | 0.47399
[10 empty] | 14.65% | 0.47398
[10 empty] | 14.66% | 0.47397
[10 empty] | 14.66% | 0.47395
[10 empty] | 14.66% | 0.47394
[10 empty] | 14.67% | 0.47391
[10 empty] | 14.67% | 0.4739
[10 empty] | 14.67% | 0.47387
[10 empty] | 14.67% | 0.47386
[10 empty] | 14.68% | 0.47386
[10 empty] | 14.68% | 0.47385
[10 empty] | 14.68% | 0.47384
[10 empty] | 14.69% | 0.47383
[10 empty] | 14.69% | 0.47382
[10 empty] | 14.69% | 0.47375
[10 empty] | 14.69% | 0.47369
[10 empty] | 14.7% | 0.47368
[10 empty] | 14.7% | 0.47368
[10 empty] | 14.7% | 0.47363
[10 empty] | 14.71% | 0.47361
[10 empty] | 14.71% | 0.47361
[10 empty] | 14.71% | 0.47357
[10 empty] | 14.71% | 0.47354
[10 empty] | 14.72% | 0.47352
[10 empty] | 14.72% | 0.47351
[10 empty] | 14.72% | 0.4735
[10 empty] | 14.73% | 0.47346
[10 empty] | 14.73% | 0.47337
[10 empty] | 14.73% | 0.47337
[10 empty] | 14.73% | 0.47335
[10 empty] | 14.74% | 0.47333
[10 empty] | 14.74% | 0.47332
[10 empty] | 14.74% | 0.47332
[10 empty] | 14.75% | 0.47322
[10 empty] | 14.75% | 0.47322
[10 empty] | 14.75% | 0.47321
[10 empty] | 14.75% | 0.4732
[10 empty] | 14.76% | 0.47319
[10 empty] | 14.76% | 0.47317
[10 empty] | 14.76% | 0.47311
[10 empty] | 14.77% | 0.47311
[10 empty] | 14.77% | 0.4731
[10 empty] | 14.77% | 0.47309
[10 empty] | 14.77% | 0.47308
[10 empty] | 14.78% | 0.47306
[10 empty] | 14.78% | 0.47295
[10 empty] | 14.78% | 0.47292
[10 empty] | 14.79% | 0.47291
[10 empty] | 14.79% | 0.47291
[10 empty] | 14.79% | 0.4729
[10 empty] | 14.79% | 0.47288
[10 empty] | 14.8% | 0.47285
[10 empty] | 14.8% | 0.47284
[10 empty] | 14.8% | 0.47283
[10 empty] | 14.81% | 0.47281
[10 empty] | 14.81% | 0.47278
[10 empty] | 14.81% | 0.47277
[10 empty] | 14.81% | 0.47274
[10 empty] | 14.82% | 0.47274
[10 empty] | 14.82% | 0.4727
[10 empty] | 14.82% | 0.4727
[10 empty] | 14.83% | 0.47269
[10 empty] | 14.83% | 0.47268
[10 empty] | 14.83% | 0.47265
[10 empty] | 14.83% | 0.47262
[10 empty] | 14.84% | 0.47258
[10 empty] | 14.84% | 0.47256
[10 empty] | 14.84% | 0.47256
[10 empty] | 14.85% | 0.47256
[10 empty] | 14.85% | 0.47251
[10 empty] | 14.85% | 0.47246
[10 empty] | 14.85% | 0.47244
[10 empty] | 14.86% | 0.47244
[10 empty] | 14.86% | 0.47243
[10 empty] | 14.86% | 0.47242
[10 empty] | 14.87% | 0.47241
[10 empty] | 14.87% | 0.47235
[10 empty] | 14.87% | 0.47232
[10 empty] | 14.87% | 0.47231
[10 empty] | 14.88% | 0.47229
[10 empty] | 14.88% | 0.47228
[10 empty] | 14.88% | 0.47227
[10 empty] | 14.88% | 0.47225
[10 empty] | 14.89% | 0.47222
[10 empty] | 14.89% | 0.47221
[10 empty] | 14.89% | 0.4722
[10 empty] | 14.9% | 0.47216
[10 empty] | 14.9% | 0.47215
[10 empty] | 14.9% | 0.47215
[10 empty] | 14.9% | 0.47215
[10 empty] | 14.91% | 0.47207
[10 empty] | 14.91% | 0.47206
[10 empty] | 14.91% | 0.47206
[10 empty] | 14.92% | 0.47202
[10 empty] | 14.92% | 0.47196
[10 empty] | 14.92% | 0.47195
[10 empty] | 14.92% | 0.47193
[10 empty] | 14.93% | 0.47192
[10 empty] | 14.93% | 0.4719
[10 empty] | 14.93% | 0.47187
[10 empty] | 14.94% | 0.47185
[10 empty] | 14.94% | 0.47184
[10 empty] | 14.94% | 0.47184
[10 empty] | 14.94% | 0.47183
[10 empty] | 14.95% | 0.47182
[10 empty] | 14.95% | 0.47181
[10 empty] | 14.95% | 0.47181
[10 empty] | 14.96% | 0.4718
[10 empty] | 14.96% | 0.47173
[10 empty] | 14.96% | 0.47172
[10 empty] | 14.96% | 0.47171
[10 empty] | 14.97% | 0.47171
[10 empty] | 14.97% | 0.47166
[10 empty] | 14.97% | 0.47164
[10 empty] | 14.98% | 0.47164
[10 empty] | 14.98% | 0.47158
[10 empty] | 14.98% | 0.47154
[10 empty] | 14.98% | 0.47153
[10 empty] | 14.99% | 0.47153
[10 empty] | 14.99% | 0.47149
[10 empty] | 14.99% | 0.47147
[10 empty] | 15% | 0.47147
[10 empty] | 15% | 0.47147
[10 empty] | 15% | 0.47147
[10 empty] | 15% | 0.47146
[10 empty] | 15.01% | 0.47143
[10 empty] | 15.01% | 0.47141
[10 empty] | 15.01% | 0.47139
[10 empty] | 15.02% | 0.47137
[10 empty] | 15.02% | 0.47137
[10 empty] | 15.02% | 0.47136
[10 empty] | 15.02% | 0.47135
[10 empty] | 15.03% | 0.47132
[10 empty] | 15.03% | 0.47127
[10 empty] | 15.03% | 0.47127
[10 empty] | 15.04% | 0.47126
[10 empty] | 15.04% | 0.47125
[10 empty] | 15.04% | 0.47123
[10 empty] | 15.04% | 0.47119
[10 empty] | 15.05% | 0.47119
[10 empty] | 15.05% | 0.47119
[10 empty] | 15.05% | 0.47117
[10 empty] | 15.06% | 0.47116
[10 empty] | 15.06% | 0.47116
[10 empty] | 15.06% | 0.47116
[10 empty] | 15.06% | 0.47113
[10 empty] | 15.07% | 0.47113
[10 empty] | 15.07% | 0.47112
[10 empty] | 15.07% | 0.47111
[10 empty] | 15.08% | 0.47109
[10 empty] | 15.08% | 0.47108
[10 empty] | 15.08% | 0.47105
[10 empty] | 15.08% | 0.47103
[10 empty] | 15.09% | 0.47102
[10 empty] | 15.09% | 0.47095
[10 empty] | 15.09% | 0.47094
[10 empty] | 15.1% | 0.47089
[10 empty] | 15.1% | 0.47088
[10 empty] | 15.1% | 0.47087
[10 empty] | 15.1% | 0.47084
[10 empty] | 15.11% | 0.47082
[10 empty] | 15.11% | 0.47079
[10 empty] | 15.11% | 0.47079
[10 empty] | 15.12% | 0.47074
[10 empty] | 15.12% | 0.47074
[10 empty] | 15.12% | 0.47073
[10 empty] | 15.12% | 0.47071
[10 empty] | 15.13% | 0.47066
[10 empty] | 15.13% | 0.47065
[10 empty] | 15.13% | 0.47062
[10 empty] | 15.14% | 0.47061
[10 empty] | 15.14% | 0.47061
[10 empty] | 15.14% | 0.4706
[10 empty] | 15.14% | 0.47058
[10 empty] | 15.15% | 0.47056
[10 empty] | 15.15% | 0.47055
[10 empty] | 15.15% | 0.47052
[10 empty] | 15.16% | 0.47046
[10 empty] | 15.16% | 0.47045
[10 empty] | 15.16% | 0.47044
[10 empty] | 15.16% | 0.47043
[10 empty] | 15.17% | 0.47039
[10 empty] | 15.17% | 0.47037
[10 empty] | 15.17% | 0.47034
[10 empty] | 15.18% | 0.47028
[10 empty] | 15.18% | 0.47027
[10 empty] | 15.18% | 0.47026
[10 empty] | 15.18% | 0.47025
[10 empty] | 15.19% | 0.47016
[10 empty] | 15.19% | 0.4701
[10 empty] | 15.19% | 0.47009
[10 empty] | 15.2% | 0.47009
[10 empty] | 15.2% | 0.47009
[10 empty] | 15.2% | 0.47008
[10 empty] | 15.2% | 0.47006
[10 empty] | 15.21% | 0.46998
[10 empty] | 15.21% | 0.46992
[10 empty] | 15.21% | 0.46991
[10 empty] | 15.22% | 0.4699
[10 empty] | 15.22% | 0.46989
[10 empty] | 15.22% | 0.46988
[10 empty] | 15.22% | 0.46986
[10 empty] | 15.23% | 0.46984
[10 empty] | 15.23% | 0.46984
[10 empty] | 15.23% | 0.46982
[10 empty] | 15.24% | 0.46982
[10 empty] | 15.24% | 0.46975
[10 empty] | 15.24% | 0.46973
[10 empty] | 15.24% | 0.46972
[10 empty] | 15.25% | 0.46964
[10 empty] | 15.25% | 0.46959
[10 empty] | 15.25% | 0.46959
[10 empty] | 15.26% | 0.46957
[10 empty] | 15.26% | 0.46957
[10 empty] | 15.26% | 0.46956
[10 empty] | 15.26% | 0.46956
[10 empty] | 15.27% | 0.46956
[10 empty] | 15.27% | 0.46955
[10 empty] | 15.27% | 0.46952
[10 empty] | 15.28% | 0.46952
[10 empty] | 15.28% | 0.46951
[10 empty] | 15.28% | 0.4695
[10 empty] | 15.28% | 0.46949
[10 empty] | 15.29% | 0.4694
[10 empty] | 15.29% | 0.46939
[10 empty] | 15.29% | 0.46939
[10 empty] | 15.3% | 0.46939
[10 empty] | 15.3% | 0.46937
[10 empty] | 15.3% | 0.46936
[10 empty] | 15.3% | 0.46934
[10 empty] | 15.31% | 0.46933
[10 empty] | 15.31% | 0.46932
[10 empty] | 15.31% | 0.46932
[10 empty] | 15.32% | 0.46932
[10 empty] | 15.32% | 0.46931
[10 empty] | 15.32% | 0.46929
[10 empty] | 15.32% | 0.46928
[10 empty] | 15.33% | 0.46927
[10 empty] | 15.33% | 0.46926
[10 empty] | 15.33% | 0.46923
[10 empty] | 15.34% | 0.46921
[10 empty] | 15.34% | 0.46919
[10 empty] | 15.34% | 0.46919
[10 empty] | 15.34% | 0.46913
[10 empty] | 15.35% | 0.46913
[10 empty] | 15.35% | 0.46913
[10 empty] | 15.35% | 0.46912
[10 empty] | 15.36% | 0.4691
[10 empty] | 15.36% | 0.4691
[10 empty] | 15.36% | 0.46908
[10 empty] | 15.36% | 0.46907
[10 empty] | 15.37% | 0.46907
[10 empty] | 15.37% | 0.46907
[10 empty] | 15.37% | 0.46906
[10 empty] | 15.38% | 0.46904
[10 empty] | 15.38% | 0.46904
[10 empty] | 15.38% | 0.46904
[10 empty] | 15.38% | 0.46903
[10 empty] | 15.39% | 0.46903
[10 empty] | 15.39% | 0.46903
[10 empty] | 15.39% | 0.469
[10 empty] | 15.4% | 0.469
[10 empty] | 15.4% | 0.46898
[10 empty] | 15.4% | 0.46898
[10 empty] | 15.4% | 0.46898
[10 empty] | 15.41% | 0.46897
[10 empty] | 15.41% | 0.46894
[10 empty] | 15.41% | 0.46893
[10 empty] | 15.42% | 0.46893
[10 empty] | 15.42% | 0.46887
[10 empty] | 15.42% | 0.46885
[10 empty] | 15.42% | 0.46885
[10 empty] | 15.43% | 0.46884
[10 empty] | 15.43% | 0.46884
[10 empty] | 15.43% | 0.46882
[10 empty] | 15.44% | 0.4688
[10 empty] | 15.44% | 0.46879
[10 empty] | 15.44% | 0.46879
[10 empty] | 15.44% | 0.46879
[10 empty] | 15.45% | 0.46877
[10 empty] | 15.45% | 0.46877
[10 empty] | 15.45% | 0.46875
[10 empty] | 15.46% | 0.4687
[10 empty] | 15.46% | 0.46867
[10 empty] | 15.46% | 0.46866
[10 empty] | 15.46% | 0.46864
[10 empty] | 15.47% | 0.46864
[10 empty] | 15.47% | 0.46862
[10 empty] | 15.47% | 0.46862
[10 empty] | 15.48% | 0.4686
[10 empty] | 15.48% | 0.46858
[10 empty] | 15.48% | 0.46856
[10 empty] | 15.48% | 0.46855
[10 empty] | 15.49% | 0.46854
[10 empty] | 15.49% | 0.46854
[10 empty] | 15.49% | 0.46852
[10 empty] | 15.5% | 0.46851
[10 empty] | 15.5% | 0.46851
[10 empty] | 15.5% | 0.4685
[10 empty] | 15.5% | 0.4685
[10 empty] | 15.51% | 0.4685
[10 empty] | 15.51% | 0.46848
[10 empty] | 15.51% | 0.46847
[10 empty] | 15.52% | 0.46841
[10 empty] | 15.52% | 0.46839
[10 empty] | 15.52% | 0.46839
[10 empty] | 15.52% | 0.46838
[10 empty] | 15.53% | 0.46837
[10 empty] | 15.53% | 0.46835
[10 empty] | 15.53% | 0.46834
[10 empty] | 15.54% | 0.46833
[10 empty] | 15.54% | 0.46827
[10 empty] | 15.54% | 0.46826
[10 empty] | 15.54% | 0.46825
[10 empty] | 15.55% | 0.46824
[10 empty] | 15.55% | 0.46823
[10 empty] | 15.55% | 0.46819
[10 empty] | 15.56% | 0.46817
[10 empty] | 15.56% | 0.46817
[10 empty] | 15.56% | 0.46817
[10 empty] | 15.56% | 0.46816
[10 empty] | 15.57% | 0.46815
[10 empty] | 15.57% | 0.46812
[10 empty] | 15.57% | 0.46809
[10 empty] | 15.58% | 0.46806
[10 empty] | 15.58% | 0.46806
[10 empty] | 15.58% | 0.46806
[10 empty] | 15.58% | 0.46806
[10 empty] | 15.59% | 0.46805
[10 empty] | 15.59% | 0.46802
[10 empty] | 15.59% | 0.46801
[10 empty] | 15.6% | 0.468
[10 empty] | 15.6% | 0.468
[10 empty] | 15.6% | 0.46798
[10 empty] | 15.6% | 0.46796
[10 empty] | 15.61% | 0.46795
[10 empty] | 15.61% | 0.46795
[10 empty] | 15.61% | 0.4679
[10 empty] | 15.62% | 0.46788
[10 empty] | 15.62% | 0.46787
[10 empty] | 15.62% | 0.46786
[10 empty] | 15.62% | 0.46786
[10 empty] | 15.63% | 0.46781
[10 empty] | 15.63% | 0.46781
[10 empty] | 15.63% | 0.4678
[10 empty] | 15.64% | 0.46774
[10 empty] | 15.64% | 0.46771
[10 empty] | 15.64% | 0.46766
[10 empty] | 15.64% | 0.46764
[10 empty] | 15.65% | 0.46763
[10 empty] | 15.65% | 0.46762
[10 empty] | 15.65% | 0.46761
[10 empty] | 15.66% | 0.4676
[10 empty] | 15.66% | 0.46759
[10 empty] | 15.66% | 0.46758
[10 empty] | 15.66% | 0.46757
[10 empty] | 15.67% | 0.46756
[10 empty] | 15.67% | 0.46755
[10 empty] | 15.67% | 0.46754
[10 empty] | 15.68% | 0.46752
[10 empty] | 15.68% | 0.46751
[10 empty] | 15.68% | 0.4675
[10 empty] | 15.68% | 0.46746
[10 empty] | 15.69% | 0.46745
[10 empty] | 15.69% | 0.46744
[10 empty] | 15.69% | 0.46744
[10 empty] | 15.7% | 0.46741
[10 empty] | 15.7% | 0.46737
[10 empty] | 15.7% | 0.46737
[10 empty] | 15.7% | 0.46736
[10 empty] | 15.71% | 0.46732
[10 empty] | 15.71% | 0.46731
[10 empty] | 15.71% | 0.46728
[10 empty] | 15.72% | 0.46727
[10 empty] | 15.72% | 0.46725
[10 empty] | 15.72% | 0.46725
[10 empty] | 15.72% | 0.46724
[10 empty] | 15.73% | 0.46722
[10 empty] | 15.73% | 0.46717
[10 empty] | 15.73% | 0.46716
[10 empty] | 15.74% | 0.46715
[10 empty] | 15.74% | 0.46712
[10 empty] | 15.74% | 0.46707
[10 empty] | 15.74% | 0.46706
[10 empty] | 15.75% | 0.46705
[10 empty] | 15.75% | 0.46702
[10 empty] | 15.75% | 0.46702
[10 empty] | 15.76% | 0.46701
[10 empty] | 15.76% | 0.46701
[10 empty] | 15.76% | 0.46694
[10 empty] | 15.76% | 0.46693
[10 empty] | 15.77% | 0.46693
[10 empty] | 15.77% | 0.46692
[10 empty] | 15.77% | 0.46692
[10 empty] | 15.78% | 0.46691
[10 empty] | 15.78% | 0.46691
[10 empty] | 15.78% | 0.46689
[10 empty] | 15.78% | 0.46684
[10 empty] | 15.79% | 0.46678
[10 empty] | 15.79% | 0.46676
[10 empty] | 15.79% | 0.46676
[10 empty] | 15.8% | 0.46673
[10 empty] | 15.8% | 0.46663
[10 empty] | 15.8% | 0.46663
[10 empty] | 15.8% | 0.46663
[10 empty] | 15.81% | 0.46661
[10 empty] | 15.81% | 0.4666
[10 empty] | 15.81% | 0.46659
[10 empty] | 15.82% | 0.46658
[10 empty] | 15.82% | 0.46656
[10 empty] | 15.82% | 0.46656
[10 empty] | 15.82% | 0.46655
[10 empty] | 15.83% | 0.46651
[10 empty] | 15.83% | 0.46649
[10 empty] | 15.83% | 0.46647
[10 empty] | 15.84% | 0.46646
[10 empty] | 15.84% | 0.46645
[10 empty] | 15.84% | 0.46645
[10 empty] | 15.84% | 0.46643
[10 empty] | 15.85% | 0.46642
[10 empty] | 15.85% | 0.46641
[10 empty] | 15.85% | 0.46641
[10 empty] | 15.86% | 0.46637
[10 empty] | 15.86% | 0.46637
[10 empty] | 15.86% | 0.46636
[10 empty] | 15.86% | 0.46636
[10 empty] | 15.87% | 0.46634
[10 empty] | 15.87% | 0.46633
[10 empty] | 15.87% | 0.46633
[10 empty] | 15.88% | 0.46631
[10 empty] | 15.88% | 0.46631
[10 empty] | 15.88% | 0.4663
[10 empty] | 15.88% | 0.46628
[10 empty] | 15.89% | 0.46625
[10 empty] | 15.89% | 0.46615
[10 empty] | 15.89% | 0.46615
[10 empty] | 15.9% | 0.46613
[10 empty] | 15.9% | 0.46613
[10 empty] | 15.9% | 0.46611
[10 empty] | 15.9% | 0.4661
[10 empty] | 15.91% | 0.46609
[10 empty] | 15.91% | 0.46607
[10 empty] | 15.91% | 0.46606
[10 empty] | 15.92% | 0.46606
[10 empty] | 15.92% | 0.46604
[10 empty] | 15.92% | 0.46604
[10 empty] | 15.92% | 0.46603
[10 empty] | 15.93% | 0.46601
[10 empty] | 15.93% | 0.46601
[10 empty] | 15.93% | 0.46601
[10 empty] | 15.94% | 0.46601
[10 empty] | 15.94% | 0.466
[10 empty] | 15.94% | 0.46598
[10 empty] | 15.94% | 0.46597
[10 empty] | 15.95% | 0.46597
[10 empty] | 15.95% | 0.46596
[10 empty] | 15.95% | 0.46594
[10 empty] | 15.96% | 0.46592
[10 empty] | 15.96% | 0.46591
[10 empty] | 15.96% | 0.46589
[10 empty] | 15.96% | 0.46584
[10 empty] | 15.97% | 0.46582
[10 empty] | 15.97% | 0.46582
[10 empty] | 15.97% | 0.46579
[10 empty] | 15.98% | 0.46579
[10 empty] | 15.98% | 0.46578
[10 empty] | 15.98% | 0.46578
[10 empty] | 15.98% | 0.46578
[10 empty] | 15.99% | 0.46577
[10 empty] | 15.99% | 0.46576
[10 empty] | 15.99% | 0.46575
[10 empty] | 16% | 0.46571
[10 empty] | 16% | 0.4657
[10 empty] | 16% | 0.4657
[10 empty] | 16% | 0.46569
[10 empty] | 16.01% | 0.46569
[10 empty] | 16.01% | 0.46569
[10 empty] | 16.01% | 0.46569
[10 empty] | 16.02% | 0.46567
[10 empty] | 16.02% | 0.46564
[10 empty] | 16.02% | 0.46562
[10 empty] | 16.02% | 0.46559
[10 empty] | 16.03% | 0.46557
[10 empty] | 16.03% | 0.46555
[10 empty] | 16.03% | 0.46551
[10 empty] | 16.04% | 0.46547
[10 empty] | 16.04% | 0.46547
[10 empty] | 16.04% | 0.46547
[10 empty] | 16.04% | 0.46546
[10 empty] | 16.05% | 0.46545
[10 empty] | 16.05% | 0.46544
[10 empty] | 16.05% | 0.46542
[10 empty] | 16.06% | 0.46538
[10 empty] | 16.06% | 0.46536
[10 empty] | 16.06% | 0.46536
[10 empty] | 16.06% | 0.46536
[10 empty] | 16.07% | 0.46529
[10 empty] | 16.07% | 0.46528
[10 empty] | 16.07% | 0.46527
[10 empty] | 16.07% | 0.46527
[10 empty] | 16.08% | 0.46525
[10 empty] | 16.08% | 0.46524
[10 empty] | 16.08% | 0.46519
[10 empty] | 16.09% | 0.46517
[10 empty] | 16.09% | 0.46514
[10 empty] | 16.09% | 0.46511
[10 empty] | 16.09% | 0.46511
[10 empty] | 16.1% | 0.4651
[10 empty] | 16.1% | 0.46509
[10 empty] | 16.1% | 0.46507
[10 empty] | 16.11% | 0.46506
[10 empty] | 16.11% | 0.465
[10 empty] | 16.11% | 0.46499
[10 empty] | 16.11% | 0.46496
[10 empty] | 16.12% | 0.46495
[10 empty] | 16.12% | 0.46494
[10 empty] | 16.12% | 0.46493
[10 empty] | 16.13% | 0.46489
[10 empty] | 16.13% | 0.46486
[10 empty] | 16.13% | 0.46486
[10 empty] | 16.13% | 0.46485
[10 empty] | 16.14% | 0.46484
[10 empty] | 16.14% | 0.46483
[10 empty] | 16.14% | 0.46482
[10 empty] | 16.15% | 0.46482
[10 empty] | 16.15% | 0.46481
[10 empty] | 16.15% | 0.46478
[10 empty] | 16.15% | 0.46477
[10 empty] | 16.16% | 0.46476
[10 empty] | 16.16% | 0.46475
[10 empty] | 16.16% | 0.46474
[10 empty] | 16.17% | 0.46471
[10 empty] | 16.17% | 0.46468
[10 empty] | 16.17% | 0.46467
[10 empty] | 16.17% | 0.46463
[10 empty] | 16.18% | 0.46461
[10 empty] | 16.18% | 0.4646
[10 empty] | 16.18% | 0.4646
[10 empty] | 16.19% | 0.46459
[10 empty] | 16.19% | 0.46458
[10 empty] | 16.19% | 0.46457
[10 empty] | 16.19% | 0.46451
[10 empty] | 16.2% | 0.4645
[10 empty] | 16.2% | 0.46447
[10 empty] | 16.2% | 0.46442
[10 empty] | 16.21% | 0.4644
[10 empty] | 16.21% | 0.4644
[10 empty] | 16.21% | 0.46438
[10 empty] | 16.21% | 0.46437
[10 empty] | 16.22% | 0.46436
[10 empty] | 16.22% | 0.46431
[10 empty] | 16.22% | 0.46429
[10 empty] | 16.23% | 0.46426
[10 empty] | 16.23% | 0.46425
[10 empty] | 16.23% | 0.46424
[10 empty] | 16.23% | 0.46423
[10 empty] | 16.24% | 0.46419
[10 empty] | 16.24% | 0.46418
[10 empty] | 16.24% | 0.46412
[10 empty] | 16.25% | 0.46406
[10 empty] | 16.25% | 0.46405
[10 empty] | 16.25% | 0.46405
[10 empty] | 16.25% | 0.46399
[10 empty] | 16.26% | 0.46397
[10 empty] | 16.26% | 0.46397
[10 empty] | 16.26% | 0.46396
[10 empty] | 16.27% | 0.46395
[10 empty] | 16.27% | 0.46395
[10 empty] | 16.27% | 0.46393
[10 empty] | 16.27% | 0.46389
[10 empty] | 16.28% | 0.46388
[10 empty] | 16.28% | 0.46386
[10 empty] | 16.28% | 0.46381
[10 empty] | 16.29% | 0.4638
[10 empty] | 16.29% | 0.46376
[10 empty] | 16.29% | 0.46373
[10 empty] | 16.29% | 0.46373
[10 empty] | 16.3% | 0.46372
[10 empty] | 16.3% | 0.46372
[10 empty] | 16.3% | 0.4637
[10 empty] | 16.31% | 0.46369
[10 empty] | 16.31% | 0.46367
[10 empty] | 16.31% | 0.46365
[10 empty] | 16.31% | 0.46363
[10 empty] | 16.32% | 0.46363
[10 empty] | 16.32% | 0.46362
[10 empty] | 16.32% | 0.4636
[10 empty] | 16.33% | 0.4636
[10 empty] | 16.33% | 0.46358
[10 empty] | 16.33% | 0.46357
[10 empty] | 16.33% | 0.46356
[10 empty] | 16.34% | 0.46355
[10 empty] | 16.34% | 0.46354
[10 empty] | 16.34% | 0.46354
[10 empty] | 16.35% | 0.46352
[10 empty] | 16.35% | 0.46351
[10 empty] | 16.35% | 0.4635
[10 empty] | 16.35% | 0.46349
[10 empty] | 16.36% | 0.46346
[10 empty] | 16.36% | 0.46345
[10 empty] | 16.36% | 0.46344
[10 empty] | 16.37% | 0.46342
[10 empty] | 16.37% | 0.46342
[10 empty] | 16.37% | 0.46341
[10 empty] | 16.37% | 0.4634
[10 empty] | 16.38% | 0.46338
[10 empty] | 16.38% | 0.46337
[10 empty] | 16.38% | 0.46335
[10 empty] | 16.39% | 0.46333
[10 empty] | 16.39% | 0.46333
[10 empty] | 16.39% | 0.46332
[10 empty] | 16.39% | 0.46332
[10 empty] | 16.4% | 0.46328
[10 empty] | 16.4% | 0.46327
[10 empty] | 16.4% | 0.46323
[10 empty] | 16.41% | 0.46323
[10 empty] | 16.41% | 0.4632
[10 empty] | 16.41% | 0.46318
[10 empty] | 16.41% | 0.46317
[10 empty] | 16.42% | 0.46317
[10 empty] | 16.42% | 0.46315
[10 empty] | 16.42% | 0.46315
[10 empty] | 16.43% | 0.46314
[10 empty] | 16.43% | 0.46312
[10 empty] | 16.43% | 0.46311
[10 empty] | 16.43% | 0.4631
[10 empty] | 16.44% | 0.46307
[10 empty] | 16.44% | 0.46304
[10 empty] | 16.44% | 0.46303
[10 empty] | 16.45% | 0.46303
[10 empty] | 16.45% | 0.46299
[10 empty] | 16.45% | 0.46298
[10 empty] | 16.45% | 0.46296
[10 empty] | 16.46% | 0.46295
[10 empty] | 16.46% | 0.46291
[10 empty] | 16.46% | 0.46289
[10 empty] | 16.47% | 0.46282
[10 empty] | 16.47% | 0.46282
[10 empty] | 16.47% | 0.46282
[10 empty] | 16.47% | 0.46282
[10 empty] | 16.48% | 0.46281
[10 empty] | 16.48% | 0.46277
[10 empty] | 16.48% | 0.46277
[10 empty] | 16.49% | 0.46274
[10 empty] | 16.49% | 0.46272
[10 empty] | 16.49% | 0.46271
[10 empty] | 16.49% | 0.4627
[10 empty] | 16.5% | 0.46269
[10 empty] | 16.5% | 0.46268
[10 empty] | 16.5% | 0.46266
[10 empty] | 16.51% | 0.46264
[10 empty] | 16.51% | 0.46263
[10 empty] | 16.51% | 0.46263
[10 empty] | 16.51% | 0.46262
[10 empty] | 16.52% | 0.46261
[10 empty] | 16.52% | 0.4626
[10 empty] | 16.52% | 0.4626
[10 empty] | 16.53% | 0.46258
[10 empty] | 16.53% | 0.46258
[10 empty] | 16.53% | 0.46255
[10 empty] | 16.53% | 0.46255
[10 empty] | 16.54% | 0.46253
[10 empty] | 16.54% | 0.46252
[10 empty] | 16.54% | 0.46251
[10 empty] | 16.55% | 0.46251
[10 empty] | 16.55% | 0.4625
[10 empty] | 16.55% | 0.4625
[10 empty] | 16.55% | 0.46247
[10 empty] | 16.56% | 0.46244
[10 empty] | 16.56% | 0.46243
[10 empty] | 16.56% | 0.46239
[10 empty] | 16.57% | 0.46238
[10 empty] | 16.57% | 0.46237
[10 empty] | 16.57% | 0.46235
[10 empty] | 16.57% | 0.46232
[10 empty] | 16.58% | 0.4623
[10 empty] | 16.58% | 0.4623
[10 empty] | 16.58% | 0.46228
[10 empty] | 16.59% | 0.46228
[10 empty] | 16.59% | 0.46227
[10 empty] | 16.59% | 0.46227
[10 empty] | 16.59% | 0.46226
[10 empty] | 16.6% | 0.46225
[10 empty] | 16.6% | 0.46225
[10 empty] | 16.6% | 0.46225
[10 empty] | 16.61% | 0.46223
[10 empty] | 16.61% | 0.46222
[10 empty] | 16.61% | 0.46218
[10 empty] | 16.61% | 0.46217
[10 empty] | 16.62% | 0.46214
[10 empty] | 16.62% | 0.46212
[10 empty] | 16.62% | 0.46212
[10 empty] | 16.63% | 0.46207
[10 empty] | 16.63% | 0.46206
[10 empty] | 16.63% | 0.46202
[10 empty] | 16.63% | 0.46199
[10 empty] | 16.64% | 0.46196
[10 empty] | 16.64% | 0.46194
[10 empty] | 16.64% | 0.46194
[10 empty] | 16.65% | 0.46193
[10 empty] | 16.65% | 0.46193
[10 empty] | 16.65% | 0.46193
[10 empty] | 16.65% | 0.46192
[10 empty] | 16.66% | 0.46191
[10 empty] | 16.66% | 0.4619
[10 empty] | 16.66% | 0.4619
[10 empty] | 16.67% | 0.4619
[10 empty] | 16.67% | 0.46188
[10 empty] | 16.67% | 0.46185
[10 empty] | 16.67% | 0.46185
[10 empty] | 16.68% | 0.46183
[10 empty] | 16.68% | 0.4618
[10 empty] | 16.68% | 0.4618
[10 empty] | 16.69% | 0.46179
[10 empty] | 16.69% | 0.46179
[10 empty] | 16.69% | 0.46177
[10 empty] | 16.69% | 0.46175
[10 empty] | 16.7% | 0.46174
[10 empty] | 16.7% | 0.46173
[10 empty] | 16.7% | 0.46173
[10 empty] | 16.71% | 0.46172
[10 empty] | 16.71% | 0.46171
[10 empty] | 16.71% | 0.4617
[10 empty] | 16.71% | 0.46167
[10 empty] | 16.72% | 0.46166
[10 empty] | 16.72% | 0.46164
[10 empty] | 16.72% | 0.46164
[10 empty] | 16.73% | 0.46162
[10 empty] | 16.73% | 0.46162
[10 empty] | 16.73% | 0.46159
[10 empty] | 16.73% | 0.46159
[10 empty] | 16.74% | 0.46157
[10 empty] | 16.74% | 0.46155
[10 empty] | 16.74% | 0.46155
[10 empty] | 16.75% | 0.46152
[10 empty] | 16.75% | 0.46152
[10 empty] | 16.75% | 0.46152
[10 empty] | 16.75% | 0.46151
[10 empty] | 16.76% | 0.46146
[10 empty] | 16.76% | 0.46145
[10 empty] | 16.76% | 0.46145
[10 empty] | 16.77% | 0.46137
[10 empty] | 16.77% | 0.46136
[10 empty] | 16.77% | 0.46135
[10 empty] | 16.77% | 0.46134
[10 empty] | 16.78% | 0.46133
[10 empty] | 16.78% | 0.4613
[10 empty] | 16.78% | 0.46126
[10 empty] | 16.79% | 0.46126
[10 empty] | 16.79% | 0.46125
[10 empty] | 16.79% | 0.46121
[10 empty] | 16.79% | 0.46121
[10 empty] | 16.8% | 0.46121
[10 empty] | 16.8% | 0.46119
[10 empty] | 16.8% | 0.46119
[10 empty] | 16.81% | 0.46119
[10 empty] | 16.81% | 0.46116
[10 empty] | 16.81% | 0.46113
[10 empty] | 16.81% | 0.46112
[10 empty] | 16.82% | 0.46112
[10 empty] | 16.82% | 0.46111
[10 empty] | 16.82% | 0.46111
[10 empty] | 16.83% | 0.4611
[10 empty] | 16.83% | 0.46107
[10 empty] | 16.83% | 0.46106
[10 empty] | 16.83% | 0.46104
[10 empty] | 16.84% | 0.46104
[10 empty] | 16.84% | 0.46102
[10 empty] | 16.84% | 0.46101
[10 empty] | 16.85% | 0.46101
[10 empty] | 16.85% | 0.461
[10 empty] | 16.85% | 0.46099
[10 empty] | 16.85% | 0.46099
[10 empty] | 16.86% | 0.46099
[10 empty] | 16.86% | 0.46098
[10 empty] | 16.86% | 0.46096
[10 empty] | 16.87% | 0.46093
[10 empty] | 16.87% | 0.4609
[10 empty] | 16.87% | 0.46089
[10 empty] | 16.87% | 0.46088
[10 empty] | 16.88% | 0.46086
[10 empty] | 16.88% | 0.46084
[10 empty] | 16.88% | 0.46083
[10 empty] | 16.89% | 0.46082
[10 empty] | 16.89% | 0.46082
[10 empty] | 16.89% | 0.4608
[10 empty] | 16.89% | 0.46079
[10 empty] | 16.9% | 0.46077
[10 empty] | 16.9% | 0.46074
[10 empty] | 16.9% | 0.46072
[10 empty] | 16.91% | 0.46071
[10 empty] | 16.91% | 0.46066
[10 empty] | 16.91% | 0.46064
[10 empty] | 16.91% | 0.46064
[10 empty] | 16.92% | 0.46064
[10 empty] | 16.92% | 0.46061
[10 empty] | 16.92% | 0.46061
[10 empty] | 16.93% | 0.46058
[10 empty] | 16.93% | 0.46056
[10 empty] | 16.93% | 0.46056
[10 empty] | 16.93% | 0.46051
[10 empty] | 16.94% | 0.46048
[10 empty] | 16.94% | 0.46047
[10 empty] | 16.94% | 0.46046
[10 empty] | 16.95% | 0.46045
[10 empty] | 16.95% | 0.46043
[10 empty] | 16.95% | 0.46043
[10 empty] | 16.95% | 0.46043
[10 empty] | 16.96% | 0.4604
[10 empty] | 16.96% | 0.46038
[10 empty] | 16.96% | 0.46038
[10 empty] | 16.97% | 0.46038
[10 empty] | 16.97% | 0.46038
[10 empty] | 16.97% | 0.46035
[10 empty] | 16.97% | 0.46034
[10 empty] | 16.98% | 0.46032
[10 empty] | 16.98% | 0.46032
[10 empty] | 16.98% | 0.46029
[10 empty] | 16.99% | 0.46029
[10 empty] | 16.99% | 0.46029
[10 empty] | 16.99% | 0.46029
[10 empty] | 16.99% | 0.46026
[10 empty] | 17% | 0.46026
[10 empty] | 17% | 0.46024
[10 empty] | 17% | 0.46023
[10 empty] | 17.01% | 0.46022
[10 empty] | 17.01% | 0.46021
[10 empty] | 17.01% | 0.4602
[10 empty] | 17.01% | 0.46018
[10 empty] | 17.02% | 0.46016
[10 empty] | 17.02% | 0.46016
[10 empty] | 17.02% | 0.46014
[10 empty] | 17.03% | 0.46013
[10 empty] | 17.03% | 0.46012
[10 empty] | 17.03% | 0.46012
[10 empty] | 17.03% | 0.4601
[10 empty] | 17.04% | 0.46007
[10 empty] | 17.04% | 0.46004
[10 empty] | 17.04% | 0.46004
[10 empty] | 17.05% | 0.46
[10 empty] | 17.05% | 0.45996
[10 empty] | 17.05% | 0.45995
[10 empty] | 17.05% | 0.45992
[10 empty] | 17.06% | 0.45992
[10 empty] | 17.06% | 0.45992
[10 empty] | 17.06% | 0.45991
[10 empty] | 17.07% | 0.45989
[10 empty] | 17.07% | 0.45988
[10 empty] | 17.07% | 0.45984
[10 empty] | 17.07% | 0.45983
[10 empty] | 17.08% | 0.45982
[10 empty] | 17.08% | 0.4598
[10 empty] | 17.08% | 0.45979
[10 empty] | 17.09% | 0.45977
[10 empty] | 17.09% | 0.45976
[10 empty] | 17.09% | 0.45975
[10 empty] | 17.09% | 0.45975
[10 empty] | 17.1% | 0.45975
[10 empty] | 17.1% | 0.45972
[10 empty] | 17.1% | 0.45971
[10 empty] | 17.11% | 0.45969
[10 empty] | 17.11% | 0.45968
[10 empty] | 17.11% | 0.45968
[10 empty] | 17.11% | 0.45968
[10 empty] | 17.12% | 0.45968
[10 empty] | 17.12% | 0.45968
[10 empty] | 17.12% | 0.45967
[10 empty] | 17.13% | 0.45965
[10 empty] | 17.13% | 0.45963
[10 empty] | 17.13% | 0.45963
[10 empty] | 17.13% | 0.45963
[10 empty] | 17.14% | 0.45961
[10 empty] | 17.14% | 0.45957
[10 empty] | 17.14% | 0.45956
[10 empty] | 17.15% | 0.45956
[10 empty] | 17.15% | 0.45954
[10 empty] | 17.15% | 0.45953
[10 empty] | 17.15% | 0.45953
[10 empty] | 17.16% | 0.45951
[10 empty] | 17.16% | 0.45951
[10 empty] | 17.16% | 0.4595
[10 empty] | 17.17% | 0.45947
[10 empty] | 17.17% | 0.45945
[10 empty] | 17.17% | 0.45942
[10 empty] | 17.17% | 0.45942
[10 empty] | 17.18% | 0.4594
[10 empty] | 17.18% | 0.45937
[10 empty] | 17.18% | 0.45934
[10 empty] | 17.19% | 0.45933
[10 empty] | 17.19% | 0.45932
[10 empty] | 17.19% | 0.45932
[10 empty] | 17.19% | 0.45932
[10 empty] | 17.2% | 0.45931
[10 empty] | 17.2% | 0.4593
[10 empty] | 17.2% | 0.45928
[10 empty] | 17.21% | 0.45927
[10 empty] | 17.21% | 0.45926
[10 empty] | 17.21% | 0.45924
[10 empty] | 17.21% | 0.45923
[10 empty] | 17.22% | 0.45917
[10 empty] | 17.22% | 0.45915
[10 empty] | 17.22% | 0.45914
[10 empty] | 17.23% | 0.45913
[10 empty] | 17.23% | 0.45913
[10 empty] | 17.23% | 0.45912
[10 empty] | 17.23% | 0.45912
[10 empty] | 17.24% | 0.45911
[10 empty] | 17.24% | 0.4591
[10 empty] | 17.24% | 0.45908
[10 empty] | 17.25% | 0.45906
[10 empty] | 17.25% | 0.45905
[10 empty] | 17.25% | 0.45904
[10 empty] | 17.25% | 0.459
[10 empty] | 17.26% | 0.45899
[10 empty] | 17.26% | 0.45897
[10 empty] | 17.26% | 0.45897
[10 empty] | 17.26% | 0.45896
[10 empty] | 17.27% | 0.45895
[10 empty] | 17.27% | 0.45894
[10 empty] | 17.27% | 0.45894
[10 empty] | 17.28% | 0.45891
[10 empty] | 17.28% | 0.45889
[10 empty] | 17.28% | 0.45888
[10 empty] | 17.28% | 0.45888
[10 empty] | 17.29% | 0.45887
[10 empty] | 17.29% | 0.45883
[10 empty] | 17.29% | 0.45881
[10 empty] | 17.3% | 0.45881
[10 empty] | 17.3% | 0.45881
[10 empty] | 17.3% | 0.45879
[10 empty] | 17.3% | 0.45878
[10 empty] | 17.31% | 0.45877
[10 empty] | 17.31% | 0.45873
[10 empty] | 17.31% | 0.45871
[10 empty] | 17.32% | 0.45869
[10 empty] | 17.32% | 0.45869
[10 empty] | 17.32% | 0.45866
[10 empty] | 17.32% | 0.45866
[10 empty] | 17.33% | 0.45865
[10 empty] | 17.33% | 0.45865
[10 empty] | 17.33% | 0.45865
[10 empty] | 17.34% | 0.45865
[10 empty] | 17.34% | 0.45862
[10 empty] | 17.34% | 0.45862
[10 empty] | 17.34% | 0.45861
[10 empty] | 17.35% | 0.4586
[10 empty] | 17.35% | 0.45859
[10 empty] | 17.35% | 0.45859
[10 empty] | 17.36% | 0.45858
[10 empty] | 17.36% | 0.45856
[10 empty] | 17.36% | 0.45855
[10 empty] | 17.36% | 0.45854
[10 empty] | 17.37% | 0.45854
[10 empty] | 17.37% | 0.45851
[10 empty] | 17.37% | 0.45851
[10 empty] | 17.38% | 0.4585
[10 empty] | 17.38% | 0.45849
[10 empty] | 17.38% | 0.45849
[10 empty] | 17.38% | 0.45845
[10 empty] | 17.39% | 0.45845
[10 empty] | 17.39% | 0.45842
[10 empty] | 17.39% | 0.45841
[10 empty] | 17.4% | 0.4584
[10 empty] | 17.4% | 0.45837
[10 empty] | 17.4% | 0.45836
[10 empty] | 17.4% | 0.45835
[10 empty] | 17.41% | 0.45834
[10 empty] | 17.41% | 0.4583
[10 empty] | 17.41% | 0.45826
[10 empty] | 17.42% | 0.45826
[10 empty] | 17.42% | 0.45826
[10 empty] | 17.42% | 0.45822
[10 empty] | 17.42% | 0.45818
[10 empty] | 17.43% | 0.45818
[10 empty] | 17.43% | 0.45816
[10 empty] | 17.43% | 0.45816
[10 empty] | 17.44% | 0.45816
[10 empty] | 17.44% | 0.45813
[10 empty] | 17.44% | 0.4581
[10 empty] | 17.44% | 0.45807
[10 empty] | 17.45% | 0.45805
[10 empty] | 17.45% | 0.4579
[10 empty] | 17.45% | 0.45788
[10 empty] | 17.46% | 0.45787
[10 empty] | 17.46% | 0.45786
[10 empty] | 17.46% | 0.45786
[10 empty] | 17.46% | 0.45785
[10 empty] | 17.47% | 0.45782
[10 empty] | 17.47% | 0.45781
[10 empty] | 17.47% | 0.4578
[10 empty] | 17.48% | 0.45775
[10 empty] | 17.48% | 0.45774
[10 empty] | 17.48% | 0.45773
[10 empty] | 17.48% | 0.45772
[10 empty] | 17.49% | 0.45771
[10 empty] | 17.49% | 0.4577
[10 empty] | 17.49% | 0.45768
[10 empty] | 17.5% | 0.45767
[10 empty] | 17.5% | 0.45765
[10 empty] | 17.5% | 0.45765
[10 empty] | 17.5% | 0.45764
[10 empty] | 17.51% | 0.45763
[10 empty] | 17.51% | 0.45753
[10 empty] | 17.51% | 0.45745
[10 empty] | 17.52% | 0.45741
[10 empty] | 17.52% | 0.45739
[10 empty] | 17.52% | 0.45738
[10 empty] | 17.52% | 0.45737
[10 empty] | 17.53% | 0.45733
[10 empty] | 17.53% | 0.4573
[10 empty] | 17.53% | 0.4573
[10 empty] | 17.54% | 0.45729
[10 empty] | 17.54% | 0.45728
[10 empty] | 17.54% | 0.45727
[10 empty] | 17.54% | 0.45726
[10 empty] | 17.55% | 0.45724
[10 empty] | 17.55% | 0.4572
[10 empty] | 17.55% | 0.45715
[10 empty] | 17.56% | 0.45715
[10 empty] | 17.56% | 0.4571
[10 empty] | 17.56% | 0.45709
[10 empty] | 17.56% | 0.45709
[10 empty] | 17.57% | 0.45705
[10 empty] | 17.57% | 0.45705
[10 empty] | 17.57% | 0.45705
[10 empty] | 17.58% | 0.457
[10 empty] | 17.58% | 0.457
[10 empty] | 17.58% | 0.45697
[10 empty] | 17.58% | 0.45695
[10 empty] | 17.59% | 0.4569
[10 empty] | 17.59% | 0.45688
[10 empty] | 17.59% | 0.45685
[10 empty] | 17.6% | 0.45682
[10 empty] | 17.6% | 0.45682
[10 empty] | 17.6% | 0.45681
[10 empty] | 17.6% | 0.45681
[10 empty] | 17.61% | 0.4568
[10 empty] | 17.61% | 0.45671
[10 empty] | 17.61% | 0.4567
[10 empty] | 17.62% | 0.45668
[10 empty] | 17.62% | 0.45665
[10 empty] | 17.62% | 0.45665
[10 empty] | 17.62% | 0.45664
[10 empty] | 17.63% | 0.45664
[10 empty] | 17.63% | 0.45664
[10 empty] | 17.63% | 0.45658
[10 empty] | 17.64% | 0.45656
[10 empty] | 17.64% | 0.45654
[10 empty] | 17.64% | 0.45653
[10 empty] | 17.64% | 0.45653
[10 empty] | 17.65% | 0.45651
[10 empty] | 17.65% | 0.4565
[10 empty] | 17.65% | 0.45649
[10 empty] | 17.66% | 0.45645
[10 empty] | 17.66% | 0.45644
[10 empty] | 17.66% | 0.45642
[10 empty] | 17.66% | 0.45641
[10 empty] | 17.67% | 0.4564
[10 empty] | 17.67% | 0.45638
[10 empty] | 17.67% | 0.45637
[10 empty] | 17.68% | 0.45637
[10 empty] | 17.68% | 0.45634
[10 empty] | 17.68% | 0.45633
[10 empty] | 17.68% | 0.45632
[10 empty] | 17.69% | 0.45632
[10 empty] | 17.69% | 0.45631
[10 empty] | 17.69% | 0.45631
[10 empty] | 17.7% | 0.45626
[10 empty] | 17.7% | 0.45625
[10 empty] | 17.7% | 0.45622
[10 empty] | 17.7% | 0.45619
[10 empty] | 17.71% | 0.45614
[10 empty] | 17.71% | 0.45614
[10 empty] | 17.71% | 0.45613
[10 empty] | 17.72% | 0.45613
[10 empty] | 17.72% | 0.45612
[10 empty] | 17.72% | 0.45609
[10 empty] | 17.72% | 0.45604
[10 empty] | 17.73% | 0.45603
[10 empty] | 17.73% | 0.45601
[10 empty] | 17.73% | 0.456
[10 empty] | 17.74% | 0.456
[10 empty] | 17.74% | 0.45599
[10 empty] | 17.74% | 0.45599
[10 empty] | 17.74% | 0.45599
[10 empty] | 17.75% | 0.45598
[10 empty] | 17.75% | 0.45598
[10 empty] | 17.75% | 0.45597
[10 empty] | 17.76% | 0.45597
[10 empty] | 17.76% | 0.45596
[10 empty] | 17.76% | 0.45596
[10 empty] | 17.76% | 0.45594
[10 empty] | 17.77% | 0.45593
[10 empty] | 17.77% | 0.45592
[10 empty] | 17.77% | 0.45591
[10 empty] | 17.78% | 0.45591
[10 empty] | 17.78% | 0.4559
[10 empty] | 17.78% | 0.4559
[10 empty] | 17.78% | 0.45589
[10 empty] | 17.79% | 0.45589
[10 empty] | 17.79% | 0.45588
[10 empty] | 17.79% | 0.45588
[10 empty] | 17.8% | 0.45585
[10 empty] | 17.8% | 0.45585
[10 empty] | 17.8% | 0.45583
[10 empty] | 17.8% | 0.45577
[10 empty] | 17.81% | 0.45575
[10 empty] | 17.81% | 0.45572
[10 empty] | 17.81% | 0.45572
[10 empty] | 17.82% | 0.4557
[10 empty] | 17.82% | 0.45568
[10 empty] | 17.82% | 0.45567
[10 empty] | 17.82% | 0.4556
[10 empty] | 17.83% | 0.4556
[10 empty] | 17.83% | 0.45559
[10 empty] | 17.83% | 0.45557
[10 empty] | 17.84% | 0.45556
[10 empty] | 17.84% | 0.45553
[10 empty] | 17.84% | 0.45553
[10 empty] | 17.84% | 0.45551
[10 empty] | 17.85% | 0.45549
[10 empty] | 17.85% | 0.45547
[10 empty] | 17.85% | 0.45545
[10 empty] | 17.86% | 0.45544
[10 empty] | 17.86% | 0.45544
[10 empty] | 17.86% | 0.45542
[10 empty] | 17.86% | 0.4554
[10 empty] | 17.87% | 0.4554
[10 empty] | 17.87% | 0.45539
[10 empty] | 17.87% | 0.45538
[10 empty] | 17.88% | 0.45534
[10 empty] | 17.88% | 0.45524
[10 empty] | 17.88% | 0.45522
[10 empty] | 17.88% | 0.45521
[10 empty] | 17.89% | 0.4552
[10 empty] | 17.89% | 0.4552
[10 empty] | 17.89% | 0.45519
[10 empty] | 17.9% | 0.45518
[10 empty] | 17.9% | 0.45517
[10 empty] | 17.9% | 0.45516
[10 empty] | 17.9% | 0.45514
[10 empty] | 17.91% | 0.45513
[10 empty] | 17.91% | 0.45511
[10 empty] | 17.91% | 0.4551
[10 empty] | 17.92% | 0.4551
[10 empty] | 17.92% | 0.45509
[10 empty] | 17.92% | 0.45504
[10 empty] | 17.92% | 0.45502
[10 empty] | 17.93% | 0.45502
[10 empty] | 17.93% | 0.45502
[10 empty] | 17.93% | 0.45501
[10 empty] | 17.94% | 0.45501
[10 empty] | 17.94% | 0.45498
[10 empty] | 17.94% | 0.45497
[10 empty] | 17.94% | 0.45496
[10 empty] | 17.95% | 0.45493
[10 empty] | 17.95% | 0.45493
[10 empty] | 17.95% | 0.4549
[10 empty] | 17.96% | 0.4549
[10 empty] | 17.96% | 0.45489
[10 empty] | 17.96% | 0.45487
[10 empty] | 17.96% | 0.45485
[10 empty] | 17.97% | 0.45483
[10 empty] | 17.97% | 0.45481
[10 empty] | 17.97% | 0.45481
[10 empty] | 17.98% | 0.4548
[10 empty] | 17.98% | 0.45478
[10 empty] | 17.98% | 0.45474
[10 empty] | 17.98% | 0.45467
[10 empty] | 17.99% | 0.45465
[10 empty] | 17.99% | 0.4546
[10 empty] | 17.99% | 0.45455
[10 empty] | 18% | 0.45455
[10 empty] | 18% | 0.45448
[10 empty] | 18% | 0.45448
[10 empty] | 18% | 0.45447
[10 empty] | 18.01% | 0.45446
[10 empty] | 18.01% | 0.45444
[10 empty] | 18.01% | 0.45442
[10 empty] | 18.02% | 0.45442
[10 empty] | 18.02% | 0.45439
[10 empty] | 18.02% | 0.45438
[10 empty] | 18.02% | 0.45437
[10 empty] | 18.03% | 0.45436
[10 empty] | 18.03% | 0.45436
[10 empty] | 18.03% | 0.45436
[10 empty] | 18.04% | 0.45434
[10 empty] | 18.04% | 0.45433
[10 empty] | 18.04% | 0.45432
[10 empty] | 18.04% | 0.45431
[10 empty] | 18.05% | 0.45431
[10 empty] | 18.05% | 0.45431
[10 empty] | 18.05% | 0.45429
[10 empty] | 18.06% | 0.45428
[10 empty] | 18.06% | 0.45427
[10 empty] | 18.06% | 0.45427
[10 empty] | 18.06% | 0.45426
[10 empty] | 18.07% | 0.45426
[10 empty] | 18.07% | 0.45425
[10 empty] | 18.07% | 0.45425
[10 empty] | 18.08% | 0.45424
[10 empty] | 18.08% | 0.45424
[10 empty] | 18.08% | 0.45421
[10 empty] | 18.08% | 0.4542
[10 empty] | 18.09% | 0.45419
[10 empty] | 18.09% | 0.45417
[10 empty] | 18.09% | 0.45416
[10 empty] | 18.1% | 0.45415
[10 empty] | 18.1% | 0.45415
[10 empty] | 18.1% | 0.45414
[10 empty] | 18.1% | 0.45414
[10 empty] | 18.11% | 0.45411
[10 empty] | 18.11% | 0.4541
[10 empty] | 18.11% | 0.45407
[10 empty] | 18.12% | 0.45407
[10 empty] | 18.12% | 0.45405
[10 empty] | 18.12% | 0.45404
[10 empty] | 18.12% | 0.45403
[10 empty] | 18.13% | 0.45402
[10 empty] | 18.13% | 0.45399
[10 empty] | 18.13% | 0.45399
[10 empty] | 18.14% | 0.45399
[10 empty] | 18.14% | 0.45398
[10 empty] | 18.14% | 0.45397
[10 empty] | 18.14% | 0.45393
[10 empty] | 18.15% | 0.45389
[10 empty] | 18.15% | 0.45389
[10 empty] | 18.15% | 0.45386
[10 empty] | 18.16% | 0.45384
[10 empty] | 18.16% | 0.45382
[10 empty] | 18.16% | 0.45382
[10 empty] | 18.16% | 0.4538
[10 empty] | 18.17% | 0.45379
[10 empty] | 18.17% | 0.45379
[10 empty] | 18.17% | 0.45373
[10 empty] | 18.18% | 0.45367
[10 empty] | 18.18% | 0.45367
[10 empty] | 18.18% | 0.45364
[10 empty] | 18.18% | 0.45363
[10 empty] | 18.19% | 0.45362
[10 empty] | 18.19% | 0.45361
[10 empty] | 18.19% | 0.45359
[10 empty] | 18.2% | 0.45359
[10 empty] | 18.2% | 0.45358
[10 empty] | 18.2% | 0.45357
[10 empty] | 18.2% | 0.45355
[10 empty] | 18.21% | 0.45355
[10 empty] | 18.21% | 0.45353
[10 empty] | 18.21% | 0.45352
[10 empty] | 18.22% | 0.45351
[10 empty] | 18.22% | 0.4535
[10 empty] | 18.22% | 0.4535
[10 empty] | 18.22% | 0.45347
[10 empty] | 18.23% | 0.45347
[10 empty] | 18.23% | 0.45346
[10 empty] | 18.23% | 0.45345
[10 empty] | 18.24% | 0.45344
[10 empty] | 18.24% | 0.4534
[10 empty] | 18.24% | 0.45339
[10 empty] | 18.24% | 0.45338
[10 empty] | 18.25% | 0.45337
[10 empty] | 18.25% | 0.45334
[10 empty] | 18.25% | 0.45334
[10 empty] | 18.26% | 0.45332
[10 empty] | 18.26% | 0.45332
[10 empty] | 18.26% | 0.4533
[10 empty] | 18.26% | 0.45328
[10 empty] | 18.27% | 0.45327
[10 empty] | 18.27% | 0.45327
[10 empty] | 18.27% | 0.45326
[10 empty] | 18.28% | 0.45325
[10 empty] | 18.28% | 0.45324
[10 empty] | 18.28% | 0.45323
[10 empty] | 18.28% | 0.45321
[10 empty] | 18.29% | 0.4532
[10 empty] | 18.29% | 0.45319
[10 empty] | 18.29% | 0.45316
[10 empty] | 18.3% | 0.45315
[10 empty] | 18.3% | 0.45313
[10 empty] | 18.3% | 0.45313
[10 empty] | 18.3% | 0.45312
[10 empty] | 18.31% | 0.45311
[10 empty] | 18.31% | 0.4531
[10 empty] | 18.31% | 0.4531
[10 empty] | 18.32% | 0.45309
[10 empty] | 18.32% | 0.45303
[10 empty] | 18.32% | 0.45301
[10 empty] | 18.32% | 0.45301
[10 empty] | 18.33% | 0.45299
[10 empty] | 18.33% | 0.45296
[10 empty] | 18.33% | 0.45291
[10 empty] | 18.34% | 0.45291
[10 empty] | 18.34% | 0.45289
[10 empty] | 18.34% | 0.45287
[10 empty] | 18.34% | 0.45287
[10 empty] | 18.35% | 0.45287
[10 empty] | 18.35% | 0.45285
[10 empty] | 18.35% | 0.45282
[10 empty] | 18.36% | 0.45282
[10 empty] | 18.36% | 0.45281
[10 empty] | 18.36% | 0.45281
[10 empty] | 18.36% | 0.4528
[10 empty] | 18.37% | 0.45277
[10 empty] | 18.37% | 0.45277
[10 empty] | 18.37% | 0.45276
[10 empty] | 18.38% | 0.45275
[10 empty] | 18.38% | 0.45271
[10 empty] | 18.38% | 0.45271
[10 empty] | 18.38% | 0.45271
[10 empty] | 18.39% | 0.4527
[10 empty] | 18.39% | 0.4527
[10 empty] | 18.39% | 0.45267
[10 empty] | 18.4% | 0.45262
[10 empty] | 18.4% | 0.45262
[10 empty] | 18.4% | 0.45261
[10 empty] | 18.4% | 0.45261
[10 empty] | 18.41% | 0.45258
[10 empty] | 18.41% | 0.45258
[10 empty] | 18.41% | 0.45257
[10 empty] | 18.42% | 0.4525
[10 empty] | 18.42% | 0.4525
[10 empty] | 18.42% | 0.45249
[10 empty] | 18.42% | 0.45248
[10 empty] | 18.43% | 0.45242
[10 empty] | 18.43% | 0.45238
[10 empty] | 18.43% | 0.45234
[10 empty] | 18.44% | 0.45231
[10 empty] | 18.44% | 0.4523
[10 empty] | 18.44% | 0.45228
[10 empty] | 18.44% | 0.45227
[10 empty] | 18.45% | 0.45226
[10 empty] | 18.45% | 0.45225
[10 empty] | 18.45% | 0.45224
[10 empty] | 18.45% | 0.45224
[10 empty] | 18.46% | 0.45223
[10 empty] | 18.46% | 0.45222
[10 empty] | 18.46% | 0.45222
[10 empty] | 18.47% | 0.45221
[10 empty] | 18.47% | 0.4522
[10 empty] | 18.47% | 0.45217
[10 empty] | 18.47% | 0.45217
[10 empty] | 18.48% | 0.45215
[10 empty] | 18.48% | 0.45214
[10 empty] | 18.48% | 0.45213
[10 empty] | 18.49% | 0.45211
[10 empty] | 18.49% | 0.4521
[10 empty] | 18.49% | 0.4521
[10 empty] | 18.49% | 0.45209
[10 empty] | 18.5% | 0.45208
[10 empty] | 18.5% | 0.45208
[10 empty] | 18.5% | 0.45208
[10 empty] | 18.51% | 0.45207
[10 empty] | 18.51% | 0.45207
[10 empty] | 18.51% | 0.45203
[10 empty] | 18.51% | 0.45203
[10 empty] | 18.52% | 0.45203
[10 empty] | 18.52% | 0.45201
[10 empty] | 18.52% | 0.45201
[10 empty] | 18.53% | 0.452
[10 empty] | 18.53% | 0.45198
[10 empty] | 18.53% | 0.45198
[10 empty] | 18.53% | 0.45197
[10 empty] | 18.54% | 0.45196
[10 empty] | 18.54% | 0.45194
[10 empty] | 18.54% | 0.45193
[10 empty] | 18.55% | 0.45184
[10 empty] | 18.55% | 0.45183
[10 empty] | 18.55% | 0.45176
[10 empty] | 18.55% | 0.45176
[10 empty] | 18.56% | 0.45175
[10 empty] | 18.56% | 0.45172
[10 empty] | 18.56% | 0.45172
[10 empty] | 18.57% | 0.45171
[10 empty] | 18.57% | 0.4517
[10 empty] | 18.57% | 0.45167
[10 empty] | 18.57% | 0.45166
[10 empty] | 18.58% | 0.4516
[10 empty] | 18.58% | 0.4516
[10 empty] | 18.58% | 0.45159
[10 empty] | 18.59% | 0.45157
[10 empty] | 18.59% | 0.45154
[10 empty] | 18.59% | 0.45154
[10 empty] | 18.59% | 0.45152
[10 empty] | 18.6% | 0.45152
[10 empty] | 18.6% | 0.45152
[10 empty] | 18.6% | 0.4515
[10 empty] | 18.61% | 0.45148
[10 empty] | 18.61% | 0.45148
[10 empty] | 18.61% | 0.45147
[10 empty] | 18.61% | 0.45147
[10 empty] | 18.62% | 0.45144
[10 empty] | 18.62% | 0.4514
[10 empty] | 18.62% | 0.45135
[10 empty] | 18.63% | 0.45134
[10 empty] | 18.63% | 0.45134
[10 empty] | 18.63% | 0.45132
[10 empty] | 18.63% | 0.45131
[10 empty] | 18.64% | 0.45128
[10 empty] | 18.64% | 0.45127
[10 empty] | 18.64% | 0.45127
[10 empty] | 18.65% | 0.45126
[10 empty] | 18.65% | 0.45126
[10 empty] | 18.65% | 0.45125
[10 empty] | 18.65% | 0.45124
[10 empty] | 18.66% | 0.45124
[10 empty] | 18.66% | 0.45123
[10 empty] | 18.66% | 0.45123
[10 empty] | 18.67% | 0.45122
[10 empty] | 18.67% | 0.4512
[10 empty] | 18.67% | 0.4512
[10 empty] | 18.67% | 0.45119
[10 empty] | 18.68% | 0.45118
[10 empty] | 18.68% | 0.45118
[10 empty] | 18.68% | 0.45118
[10 empty] | 18.69% | 0.45115
[10 empty] | 18.69% | 0.45115
[10 empty] | 18.69% | 0.45114
[10 empty] | 18.69% | 0.45112
[10 empty] | 18.7% | 0.45111
[10 empty] | 18.7% | 0.45111
[10 empty] | 18.7% | 0.45109
[10 empty] | 18.71% | 0.45109
[10 empty] | 18.71% | 0.45109
[10 empty] | 18.71% | 0.45108
[10 empty] | 18.71% | 0.45106
[10 empty] | 18.72% | 0.45105
[10 empty] | 18.72% | 0.45104
[10 empty] | 18.72% | 0.45099
[10 empty] | 18.73% | 0.45098
[10 empty] | 18.73% | 0.45098
[10 empty] | 18.73% | 0.45095
[10 empty] | 18.73% | 0.45094
[10 empty] | 18.74% | 0.45094
[10 empty] | 18.74% | 0.45092
[10 empty] | 18.74% | 0.45092
[10 empty] | 18.75% | 0.45092
[10 empty] | 18.75% | 0.45089
[10 empty] | 18.75% | 0.45086
[10 empty] | 18.75% | 0.45084
[10 empty] | 18.76% | 0.45083
[10 empty] | 18.76% | 0.45082
[10 empty] | 18.76% | 0.45081
[10 empty] | 18.77% | 0.45079
[10 empty] | 18.77% | 0.45077
[10 empty] | 18.77% | 0.45076
[10 empty] | 18.77% | 0.45076
[10 empty] | 18.78% | 0.45076
[10 empty] | 18.78% | 0.45075
[10 empty] | 18.78% | 0.45075
[10 empty] | 18.79% | 0.45074
[10 empty] | 18.79% | 0.45074
[10 empty] | 18.79% | 0.45071
[10 empty] | 18.79% | 0.45069
[10 empty] | 18.8% | 0.45066
[10 empty] | 18.8% | 0.45066
[10 empty] | 18.8% | 0.45063
[10 empty] | 18.81% | 0.45063
[10 empty] | 18.81% | 0.45061
[10 empty] | 18.81% | 0.45061
[10 empty] | 18.81% | 0.4506
[10 empty] | 18.82% | 0.45058
[10 empty] | 18.82% | 0.45058
[10 empty] | 18.82% | 0.45057
[10 empty] | 18.83% | 0.45057
[10 empty] | 18.83% | 0.45054
[10 empty] | 18.83% | 0.45054
[10 empty] | 18.83% | 0.45051
[10 empty] | 18.84% | 0.45051
[10 empty] | 18.84% | 0.4505
[10 empty] | 18.84% | 0.45048
[10 empty] | 18.85% | 0.45046
[10 empty] | 18.85% | 0.45042
[10 empty] | 18.85% | 0.45041
[10 empty] | 18.85% | 0.45039
[10 empty] | 18.86% | 0.45039
[10 empty] | 18.86% | 0.45036
[10 empty] | 18.86% | 0.45034
[10 empty] | 18.87% | 0.45032
[10 empty] | 18.87% | 0.45027
[10 empty] | 18.87% | 0.45026
[10 empty] | 18.87% | 0.45026
[10 empty] | 18.88% | 0.45025
[10 empty] | 18.88% | 0.45024
[10 empty] | 18.88% | 0.45023
[10 empty] | 18.89% | 0.45023
[10 empty] | 18.89% | 0.45023
[10 empty] | 18.89% | 0.4502
[10 empty] | 18.89% | 0.45013
[10 empty] | 18.9% | 0.45012
[10 empty] | 18.9% | 0.45011
[10 empty] | 18.9% | 0.4501
[10 empty] | 18.91% | 0.45009
[10 empty] | 18.91% | 0.45006
[10 empty] | 18.91% | 0.45005
[10 empty] | 18.91% | 0.45005
[10 empty] | 18.92% | 0.45002
[10 empty] | 18.92% | 0.45001
[10 empty] | 18.92% | 0.45001
[10 empty] | 18.93% | 0.45001
[10 empty] | 18.93% | 0.44997
[10 empty] | 18.93% | 0.44994
[10 empty] | 18.93% | 0.4499
[10 empty] | 18.94% | 0.4499
[10 empty] | 18.94% | 0.44989
[10 empty] | 18.94% | 0.44989
[10 empty] | 18.95% | 0.44988
[10 empty] | 18.95% | 0.44986
[10 empty] | 18.95% | 0.44986
[10 empty] | 18.95% | 0.44983
[10 empty] | 18.96% | 0.44982
[10 empty] | 18.96% | 0.44982
[10 empty] | 18.96% | 0.44981
[10 empty] | 18.97% | 0.44977
[10 empty] | 18.97% | 0.44977
[10 empty] | 18.97% | 0.44974
[10 empty] | 18.97% | 0.44971
[10 empty] | 18.98% | 0.44969
[10 empty] | 18.98% | 0.44968
[10 empty] | 18.98% | 0.44968
[10 empty] | 18.99% | 0.44968
[10 empty] | 18.99% | 0.44968
[10 empty] | 18.99% | 0.44967
[10 empty] | 18.99% | 0.44967
[10 empty] | 19% | 0.44962
[10 empty] | 19% | 0.4496
[10 empty] | 19% | 0.44957
[10 empty] | 19.01% | 0.44954
[10 empty] | 19.01% | 0.44951
[10 empty] | 19.01% | 0.44951
[10 empty] | 19.01% | 0.44949
[10 empty] | 19.02% | 0.44949
[10 empty] | 19.02% | 0.44949
[10 empty] | 19.02% | 0.44946
[10 empty] | 19.03% | 0.44945
[10 empty] | 19.03% | 0.44943
[10 empty] | 19.03% | 0.44942
[10 empty] | 19.03% | 0.4494
[10 empty] | 19.04% | 0.44939
[10 empty] | 19.04% | 0.44936
[10 empty] | 19.04% | 0.44934
[10 empty] | 19.05% | 0.44931
[10 empty] | 19.05% | 0.44929
[10 empty] | 19.05% | 0.44928
[10 empty] | 19.05% | 0.44928
[10 empty] | 19.06% | 0.44925
[10 empty] | 19.06% | 0.44925
[10 empty] | 19.06% | 0.44924
[10 empty] | 19.07% | 0.44923
[10 empty] | 19.07% | 0.44923
[10 empty] | 19.07% | 0.44922
[10 empty] | 19.07% | 0.44917
[10 empty] | 19.08% | 0.44917
[10 empty] | 19.08% | 0.44914
[10 empty] | 19.08% | 0.44914
[10 empty] | 19.09% | 0.44911
[10 empty] | 19.09% | 0.44911
[10 empty] | 19.09% | 0.44906
[10 empty] | 19.09% | 0.44905
[10 empty] | 19.1% | 0.44904
[10 empty] | 19.1% | 0.44904
[10 empty] | 19.1% | 0.44903
[10 empty] | 19.11% | 0.44895
[10 empty] | 19.11% | 0.44894
[10 empty] | 19.11% | 0.44894
[10 empty] | 19.11% | 0.44894
[10 empty] | 19.12% | 0.44894
[10 empty] | 19.12% | 0.44891
[10 empty] | 19.12% | 0.4489
[10 empty] | 19.13% | 0.44888
[10 empty] | 19.13% | 0.44887
[10 empty] | 19.13% | 0.44884
[10 empty] | 19.13% | 0.44883
[10 empty] | 19.14% | 0.44882
[10 empty] | 19.14% | 0.44881
[10 empty] | 19.14% | 0.44881
[10 empty] | 19.15% | 0.44879
[10 empty] | 19.15% | 0.44876
[10 empty] | 19.15% | 0.44876
[10 empty] | 19.15% | 0.44873
[10 empty] | 19.16% | 0.44872
[10 empty] | 19.16% | 0.44871
[10 empty] | 19.16% | 0.44871
[10 empty] | 19.17% | 0.4487
[10 empty] | 19.17% | 0.4487
[10 empty] | 19.17% | 0.44869
[10 empty] | 19.17% | 0.44869
[10 empty] | 19.18% | 0.44868
[10 empty] | 19.18% | 0.44868
[10 empty] | 19.18% | 0.44865
[10 empty] | 19.19% | 0.44864
[10 empty] | 19.19% | 0.44864
[10 empty] | 19.19% | 0.44861
[10 empty] | 19.19% | 0.44861
[10 empty] | 19.2% | 0.44861
[10 empty] | 19.2% | 0.44857
[10 empty] | 19.2% | 0.44857
[10 empty] | 19.21% | 0.44857
[10 empty] | 19.21% | 0.44857
[10 empty] | 19.21% | 0.44855
[10 empty] | 19.21% | 0.44854
[10 empty] | 19.22% | 0.44851
[10 empty] | 19.22% | 0.44851
[10 empty] | 19.22% | 0.44848
[10 empty] | 19.23% | 0.44847
[10 empty] | 19.23% | 0.44847
[10 empty] | 19.23% | 0.44846
[10 empty] | 19.23% | 0.44846
[10 empty] | 19.24% | 0.44842
[10 empty] | 19.24% | 0.44842
[10 empty] | 19.24% | 0.4484
[10 empty] | 19.25% | 0.44839
[10 empty] | 19.25% | 0.44839
[10 empty] | 19.25% | 0.44836
[10 empty] | 19.25% | 0.44835
[10 empty] | 19.26% | 0.44834
[10 empty] | 19.26% | 0.44833
[10 empty] | 19.26% | 0.44831
[10 empty] | 19.27% | 0.4483
[10 empty] | 19.27% | 0.44827
[10 empty] | 19.27% | 0.44826
[10 empty] | 19.27% | 0.44825
[10 empty] | 19.28% | 0.44822
[10 empty] | 19.28% | 0.44821
[10 empty] | 19.28% | 0.4482
[10 empty] | 19.29% | 0.44819
[10 empty] | 19.29% | 0.44815
[10 empty] | 19.29% | 0.44815
[10 empty] | 19.29% | 0.44814
[10 empty] | 19.3% | 0.44813
[10 empty] | 19.3% | 0.44806
[10 empty] | 19.3% | 0.44805
[10 empty] | 19.31% | 0.44803
[10 empty] | 19.31% | 0.44802
[10 empty] | 19.31% | 0.44802
[10 empty] | 19.31% | 0.44802
[10 empty] | 19.32% | 0.44802
[10 empty] | 19.32% | 0.44801
[10 empty] | 19.32% | 0.44801
[10 empty] | 19.33% | 0.44801
[10 empty] | 19.33% | 0.448
[10 empty] | 19.33% | 0.44799
[10 empty] | 19.33% | 0.44798
[10 empty] | 19.34% | 0.44797
[10 empty] | 19.34% | 0.44794
[10 empty] | 19.34% | 0.44792
[10 empty] | 19.35% | 0.44791
[10 empty] | 19.35% | 0.44789
[10 empty] | 19.35% | 0.44789
[10 empty] | 19.35% | 0.44786
[10 empty] | 19.36% | 0.44786
[10 empty] | 19.36% | 0.44784
[10 empty] | 19.36% | 0.44781
[10 empty] | 19.37% | 0.44777
[10 empty] | 19.37% | 0.44775
[10 empty] | 19.37% | 0.44772
[10 empty] | 19.37% | 0.44771
[10 empty] | 19.38% | 0.44766
[10 empty] | 19.38% | 0.44764
[10 empty] | 19.38% | 0.44764
[10 empty] | 19.39% | 0.4476
[10 empty] | 19.39% | 0.4476
[10 empty] | 19.39% | 0.44759
[10 empty] | 19.39% | 0.44759
[10 empty] | 19.4% | 0.44758
[10 empty] | 19.4% | 0.44757
[10 empty] | 19.4% | 0.44757
[10 empty] | 19.41% | 0.44757
[10 empty] | 19.41% | 0.44756
[10 empty] | 19.41% | 0.44755
[10 empty] | 19.41% | 0.44755
[10 empty] | 19.42% | 0.44753
[10 empty] | 19.42% | 0.44752
[10 empty] | 19.42% | 0.44752
[10 empty] | 19.43% | 0.44751
[10 empty] | 19.43% | 0.4475
[10 empty] | 19.43% | 0.44747
[10 empty] | 19.43% | 0.44745
[10 empty] | 19.44% | 0.44741
[10 empty] | 19.44% | 0.4474
[10 empty] | 19.44% | 0.44737
[10 empty] | 19.45% | 0.44736
[10 empty] | 19.45% | 0.44736
[10 empty] | 19.45% | 0.44731
[10 empty] | 19.45% | 0.44729
[10 empty] | 19.46% | 0.44728
[10 empty] | 19.46% | 0.44728
[10 empty] | 19.46% | 0.44726
[10 empty] | 19.47% | 0.44725
[10 empty] | 19.47% | 0.44724
[10 empty] | 19.47% | 0.44723
[10 empty] | 19.47% | 0.44722
[10 empty] | 19.48% | 0.44722
[10 empty] | 19.48% | 0.44721
[10 empty] | 19.48% | 0.44721
[10 empty] | 19.49% | 0.4472
[10 empty] | 19.49% | 0.44716
[10 empty] | 19.49% | 0.44715
[10 empty] | 19.49% | 0.44714
[10 empty] | 19.5% | 0.44713
[10 empty] | 19.5% | 0.44712
[10 empty] | 19.5% | 0.44711
[10 empty] | 19.51% | 0.44711
[10 empty] | 19.51% | 0.44711
[10 empty] | 19.51% | 0.4471
[10 empty] | 19.51% | 0.44706
[10 empty] | 19.52% | 0.44705
[10 empty] | 19.52% | 0.44705
[10 empty] | 19.52% | 0.44702
[10 empty] | 19.53% | 0.44701
[10 empty] | 19.53% | 0.44699
[10 empty] | 19.53% | 0.4469
[10 empty] | 19.53% | 0.44688
[10 empty] | 19.54% | 0.44686
[10 empty] | 19.54% | 0.44684
[10 empty] | 19.54% | 0.44681
[10 empty] | 19.55% | 0.44679
[10 empty] | 19.55% | 0.44679
[10 empty] | 19.55% | 0.44677
[10 empty] | 19.55% | 0.44673
[10 empty] | 19.56% | 0.44672
[10 empty] | 19.56% | 0.44672
[10 empty] | 19.56% | 0.44669
[10 empty] | 19.57% | 0.44668
[10 empty] | 19.57% | 0.44663
[10 empty] | 19.57% | 0.44662
[10 empty] | 19.57% | 0.44662
[10 empty] | 19.58% | 0.4466
[10 empty] | 19.58% | 0.44659
[10 empty] | 19.58% | 0.44659
[10 empty] | 19.59% | 0.44658
[10 empty] | 19.59% | 0.44657
[10 empty] | 19.59% | 0.44657
[10 empty] | 19.59% | 0.44653
[10 empty] | 19.6% | 0.44653
[10 empty] | 19.6% | 0.44652
[10 empty] | 19.6% | 0.44652
[10 empty] | 19.61% | 0.44647
[10 empty] | 19.61% | 0.44647
[10 empty] | 19.61% | 0.44647
[10 empty] | 19.61% | 0.44645
[10 empty] | 19.62% | 0.44643
[10 empty] | 19.62% | 0.44641
[10 empty] | 19.62% | 0.44641
[10 empty] | 19.63% | 0.44638
[10 empty] | 19.63% | 0.44637
[10 empty] | 19.63% | 0.44635
[10 empty] | 19.63% | 0.44633
[10 empty] | 19.64% | 0.44632
[10 empty] | 19.64% | 0.44632
[10 empty] | 19.64% | 0.44631
[10 empty] | 19.64% | 0.44628
[10 empty] | 19.65% | 0.44628
[10 empty] | 19.65% | 0.44625
[10 empty] | 19.65% | 0.44625
[10 empty] | 19.66% | 0.44623
[10 empty] | 19.66% | 0.44621
[10 empty] | 19.66% | 0.4462
[10 empty] | 19.66% | 0.44618
[10 empty] | 19.67% | 0.44618
[10 empty] | 19.67% | 0.44616
[10 empty] | 19.67% | 0.44616
[10 empty] | 19.68% | 0.44614
[10 empty] | 19.68% | 0.44613
[10 empty] | 19.68% | 0.44608
[10 empty] | 19.68% | 0.44607
[10 empty] | 19.69% | 0.44605
[10 empty] | 19.69% | 0.44603
[10 empty] | 19.69% | 0.44602
[10 empty] | 19.7% | 0.446
[10 empty] | 19.7% | 0.44596
[10 empty] | 19.7% | 0.44596
[10 empty] | 19.7% | 0.44595
[10 empty] | 19.71% | 0.44593
[10 empty] | 19.71% | 0.44592
[10 empty] | 19.71% | 0.44591
[10 empty] | 19.72% | 0.44587
[10 empty] | 19.72% | 0.44587
[10 empty] | 19.72% | 0.44584
[10 empty] | 19.72% | 0.4458
[10 empty] | 19.73% | 0.44579
[10 empty] | 19.73% | 0.44575
[10 empty] | 19.73% | 0.44574
[10 empty] | 19.74% | 0.44573
[10 empty] | 19.74% | 0.44573
[10 empty] | 19.74% | 0.44571
[10 empty] | 19.74% | 0.4457
[10 empty] | 19.75% | 0.44568
[10 empty] | 19.75% | 0.44567
[10 empty] | 19.75% | 0.44565
[10 empty] | 19.76% | 0.44564
[10 empty] | 19.76% | 0.44563
[10 empty] | 19.76% | 0.44563
[10 empty] | 19.76% | 0.44563
[10 empty] | 19.77% | 0.44563
[10 empty] | 19.77% | 0.44561
[10 empty] | 19.77% | 0.44561
[10 empty] | 19.78% | 0.44558
[10 empty] | 19.78% | 0.44558
[10 empty] | 19.78% | 0.44555
[10 empty] | 19.78% | 0.44554
[10 empty] | 19.79% | 0.44551
[10 empty] | 19.79% | 0.44551
[10 empty] | 19.79% | 0.44551
[10 empty] | 19.8% | 0.4455
[10 empty] | 19.8% | 0.44548
[10 empty] | 19.8% | 0.44545
[10 empty] | 19.8% | 0.44544
[10 empty] | 19.81% | 0.44542
[10 empty] | 19.81% | 0.44541
[10 empty] | 19.81% | 0.44541
[10 empty] | 19.82% | 0.4454
[10 empty] | 19.82% | 0.44539
[10 empty] | 19.82% | 0.44538
[10 empty] | 19.82% | 0.44538
[10 empty] | 19.83% | 0.44538
[10 empty] | 19.83% | 0.44538
[10 empty] | 19.83% | 0.44537
[10 empty] | 19.84% | 0.44536
[10 empty] | 19.84% | 0.44532
[10 empty] | 19.84% | 0.44532
[10 empty] | 19.84% | 0.44528
[10 empty] | 19.85% | 0.44528
[10 empty] | 19.85% | 0.44528
[10 empty] | 19.85% | 0.44527
[10 empty] | 19.86% | 0.44526
[10 empty] | 19.86% | 0.44526
[10 empty] | 19.86% | 0.44525
[10 empty] | 19.86% | 0.44523
[10 empty] | 19.87% | 0.44522
[10 empty] | 19.87% | 0.44516
[10 empty] | 19.87% | 0.44515
[10 empty] | 19.88% | 0.44512
[10 empty] | 19.88% | 0.4451
[10 empty] | 19.88% | 0.4451
[10 empty] | 19.88% | 0.4451
[10 empty] | 19.89% | 0.44509
[10 empty] | 19.89% | 0.44507
[10 empty] | 19.89% | 0.44504
[10 empty] | 19.9% | 0.44503
[10 empty] | 19.9% | 0.44502
[10 empty] | 19.9% | 0.445
[10 empty] | 19.9% | 0.445
[10 empty] | 19.91% | 0.44498
[10 empty] | 19.91% | 0.44498
[10 empty] | 19.91% | 0.44497
[10 empty] | 19.92% | 0.44497
[10 empty] | 19.92% | 0.44496
[10 empty] | 19.92% | 0.44495
[10 empty] | 19.92% | 0.44492
[10 empty] | 19.93% | 0.44491
[10 empty] | 19.93% | 0.44485
[10 empty] | 19.93% | 0.44482
[10 empty] | 19.94% | 0.44481
[10 empty] | 19.94% | 0.44481
[10 empty] | 19.94% | 0.4448
[10 empty] | 19.94% | 0.44479
[10 empty] | 19.95% | 0.44476
[10 empty] | 19.95% | 0.44476
[10 empty] | 19.95% | 0.4447
[10 empty] | 19.96% | 0.44462
[10 empty] | 19.96% | 0.44462
[10 empty] | 19.96% | 0.44461
[10 empty] | 19.96% | 0.44461
[10 empty] | 19.97% | 0.44457
[10 empty] | 19.97% | 0.44454
[10 empty] | 19.97% | 0.44452
[10 empty] | 19.98% | 0.44451
[10 empty] | 19.98% | 0.44451
[10 empty] | 19.98% | 0.4445
[10 empty] | 19.98% | 0.44449
[10 empty] | 19.99% | 0.44448
[10 empty] | 19.99% | 0.44444
[10 empty] | 19.99% | 0.44444
[10 empty] | 20% | 0.44434
[10 empty] | 20% | 0.44434
[10 empty] | 20% | 0.44433
[10 empty] | 20% | 0.44432
[10 empty] | 20.01% | 0.44431
[10 empty] | 20.01% | 0.44431
[10 empty] | 20.01% | 0.4443
[10 empty] | 20.02% | 0.44429
[10 empty] | 20.02% | 0.44428
[10 empty] | 20.02% | 0.44427
[10 empty] | 20.02% | 0.44423
[10 empty] | 20.03% | 0.44423
[10 empty] | 20.03% | 0.44421
[10 empty] | 20.03% | 0.44418
[10 empty] | 20.04% | 0.44417
[10 empty] | 20.04% | 0.44416
[10 empty] | 20.04% | 0.44415
[10 empty] | 20.04% | 0.44415
[10 empty] | 20.05% | 0.44414
[10 empty] | 20.05% | 0.44413
[10 empty] | 20.05% | 0.44413
[10 empty] | 20.06% | 0.44413
[10 empty] | 20.06% | 0.44411
[10 empty] | 20.06% | 0.44409
[10 empty] | 20.06% | 0.44408
[10 empty] | 20.07% | 0.44408
[10 empty] | 20.07% | 0.44405
[10 empty] | 20.07% | 0.44404
[10 empty] | 20.08% | 0.44404
[10 empty] | 20.08% | 0.44403
[10 empty] | 20.08% | 0.44403
[10 empty] | 20.08% | 0.44399
[10 empty] | 20.09% | 0.44397
[10 empty] | 20.09% | 0.44394
[10 empty] | 20.09% | 0.44391
[10 empty] | 20.1% | 0.44388
[10 empty] | 20.1% | 0.44384
[10 empty] | 20.1% | 0.44383
[10 empty] | 20.1% | 0.44383
[10 empty] | 20.11% | 0.44381
[10 empty] | 20.11% | 0.44379
[10 empty] | 20.11% | 0.44375
[10 empty] | 20.12% | 0.44375
[10 empty] | 20.12% | 0.44373
[10 empty] | 20.12% | 0.44372
[10 empty] | 20.12% | 0.44372
[10 empty] | 20.13% | 0.4437
[10 empty] | 20.13% | 0.44368
[10 empty] | 20.13% | 0.44368
[10 empty] | 20.14% | 0.44368
[10 empty] | 20.14% | 0.44367
[10 empty] | 20.14% | 0.44365
[10 empty] | 20.14% | 0.44364
[10 empty] | 20.15% | 0.44363
[10 empty] | 20.15% | 0.44363
[10 empty] | 20.15% | 0.44361
[10 empty] | 20.16% | 0.44361
[10 empty] | 20.16% | 0.44359
[10 empty] | 20.16% | 0.44359
[10 empty] | 20.16% | 0.44359
[10 empty] | 20.17% | 0.44352
[10 empty] | 20.17% | 0.44351
[10 empty] | 20.17% | 0.4435
[10 empty] | 20.18% | 0.44349
[10 empty] | 20.18% | 0.44347
[10 empty] | 20.18% | 0.44347
[10 empty] | 20.18% | 0.44346
[10 empty] | 20.19% | 0.44346
[10 empty] | 20.19% | 0.44342
[10 empty] | 20.19% | 0.44341
[10 empty] | 20.2% | 0.44341
[10 empty] | 20.2% | 0.4434
[10 empty] | 20.2% | 0.44339
[10 empty] | 20.2% | 0.44339
[10 empty] | 20.21% | 0.44337
[10 empty] | 20.21% | 0.44336
[10 empty] | 20.21% | 0.44334
[10 empty] | 20.22% | 0.44334
[10 empty] | 20.22% | 0.44333
[10 empty] | 20.22% | 0.44332
[10 empty] | 20.22% | 0.4433
[10 empty] | 20.23% | 0.44328
[10 empty] | 20.23% | 0.44327
[10 empty] | 20.23% | 0.44326
[10 empty] | 20.24% | 0.44326
[10 empty] | 20.24% | 0.44325
[10 empty] | 20.24% | 0.44324
[10 empty] | 20.24% | 0.44323
[10 empty] | 20.25% | 0.44323
[10 empty] | 20.25% | 0.44322
[10 empty] | 20.25% | 0.44321
[10 empty] | 20.26% | 0.44317
[10 empty] | 20.26% | 0.44316
[10 empty] | 20.26% | 0.44316
[10 empty] | 20.26% | 0.44315
[10 empty] | 20.27% | 0.44314
[10 empty] | 20.27% | 0.44312
[10 empty] | 20.27% | 0.44311
[10 empty] | 20.28% | 0.44307
[10 empty] | 20.28% | 0.44304
[10 empty] | 20.28% | 0.44304
[10 empty] | 20.28% | 0.44303
[10 empty] | 20.29% | 0.44303
[10 empty] | 20.29% | 0.44302
[10 empty] | 20.29% | 0.44299
[10 empty] | 20.3% | 0.44297
[10 empty] | 20.3% | 0.44296
[10 empty] | 20.3% | 0.44292
[10 empty] | 20.3% | 0.44288
[10 empty] | 20.31% | 0.44286
[10 empty] | 20.31% | 0.44286
[10 empty] | 20.31% | 0.44284
[10 empty] | 20.32% | 0.44283
[10 empty] | 20.32% | 0.44281
[10 empty] | 20.32% | 0.44279
[10 empty] | 20.32% | 0.44276
[10 empty] | 20.33% | 0.44274
[10 empty] | 20.33% | 0.44273
[10 empty] | 20.33% | 0.44273
[10 empty] | 20.34% | 0.44273
[10 empty] | 20.34% | 0.44273
[10 empty] | 20.34% | 0.44272
[10 empty] | 20.34% | 0.44272
[10 empty] | 20.35% | 0.44265
[10 empty] | 20.35% | 0.44264
[10 empty] | 20.35% | 0.44263
[10 empty] | 20.36% | 0.4426
[10 empty] | 20.36% | 0.4426
[10 empty] | 20.36% | 0.44258
[10 empty] | 20.36% | 0.44258
[10 empty] | 20.37% | 0.44256
[10 empty] | 20.37% | 0.44255
[10 empty] | 20.37% | 0.44252
[10 empty] | 20.38% | 0.44252
[10 empty] | 20.38% | 0.44251
[10 empty] | 20.38% | 0.44251
[10 empty] | 20.38% | 0.44251
[10 empty] | 20.39% | 0.4425
[10 empty] | 20.39% | 0.44246
[10 empty] | 20.39% | 0.44245
[10 empty] | 20.4% | 0.44242
[10 empty] | 20.4% | 0.44242
[10 empty] | 20.4% | 0.44242
[10 empty] | 20.4% | 0.44239
[10 empty] | 20.41% | 0.44237
[10 empty] | 20.41% | 0.44237
[10 empty] | 20.41% | 0.44237
[10 empty] | 20.42% | 0.44236
[10 empty] | 20.42% | 0.44234
[10 empty] | 20.42% | 0.44233
[10 empty] | 20.42% | 0.44232
[10 empty] | 20.43% | 0.44232
[10 empty] | 20.43% | 0.44231
[10 empty] | 20.43% | 0.44231
[10 empty] | 20.44% | 0.4423
[10 empty] | 20.44% | 0.44229
[10 empty] | 20.44% | 0.44229
[10 empty] | 20.44% | 0.44228
[10 empty] | 20.45% | 0.44224
[10 empty] | 20.45% | 0.44222
[10 empty] | 20.45% | 0.44218
[10 empty] | 20.46% | 0.44217
[10 empty] | 20.46% | 0.44211
[10 empty] | 20.46% | 0.44211
[10 empty] | 20.46% | 0.4421
[10 empty] | 20.47% | 0.4421
[10 empty] | 20.47% | 0.44209
[10 empty] | 20.47% | 0.44207
[10 empty] | 20.48% | 0.44206
[10 empty] | 20.48% | 0.44204
[10 empty] | 20.48% | 0.44201
[10 empty] | 20.48% | 0.44201
[10 empty] | 20.49% | 0.44201
[10 empty] | 20.49% | 0.44199
[10 empty] | 20.49% | 0.44198
[10 empty] | 20.5% | 0.44197
[10 empty] | 20.5% | 0.44197
[10 empty] | 20.5% | 0.44192
[10 empty] | 20.5% | 0.4419
[10 empty] | 20.51% | 0.44187
[10 empty] | 20.51% | 0.44183
[10 empty] | 20.51% | 0.44178
[10 empty] | 20.52% | 0.44178
[10 empty] | 20.52% | 0.44177
[10 empty] | 20.52% | 0.44175
[10 empty] | 20.52% | 0.44175
[10 empty] | 20.53% | 0.44174
[10 empty] | 20.53% | 0.44168
[10 empty] | 20.53% | 0.44167
[10 empty] | 20.54% | 0.44167
[10 empty] | 20.54% | 0.44167
[10 empty] | 20.54% | 0.44164
[10 empty] | 20.54% | 0.44164
[10 empty] | 20.55% | 0.44163
[10 empty] | 20.55% | 0.44163
[10 empty] | 20.55% | 0.44161
[10 empty] | 20.56% | 0.44157
[10 empty] | 20.56% | 0.44157
[10 empty] | 20.56% | 0.44157
[10 empty] | 20.56% | 0.44153
[10 empty] | 20.57% | 0.44153
[10 empty] | 20.57% | 0.44152
[10 empty] | 20.57% | 0.44152
[10 empty] | 20.58% | 0.44152
[10 empty] | 20.58% | 0.44151
[10 empty] | 20.58% | 0.44148
[10 empty] | 20.58% | 0.44147
[10 empty] | 20.59% | 0.44147
[10 empty] | 20.59% | 0.44146
[10 empty] | 20.59% | 0.44144
[10 empty] | 20.6% | 0.44143
[10 empty] | 20.6% | 0.44143
[10 empty] | 20.6% | 0.44143
[10 empty] | 20.6% | 0.44139
[10 empty] | 20.61% | 0.44139
[10 empty] | 20.61% | 0.44137
[10 empty] | 20.61% | 0.44134
[10 empty] | 20.62% | 0.44132
[10 empty] | 20.62% | 0.44132
[10 empty] | 20.62% | 0.44128
[10 empty] | 20.62% | 0.44127
[10 empty] | 20.63% | 0.44127
[10 empty] | 20.63% | 0.44127
[10 empty] | 20.63% | 0.44126
[10 empty] | 20.64% | 0.44125
[10 empty] | 20.64% | 0.44125
[10 empty] | 20.64% | 0.44124
[10 empty] | 20.64% | 0.44123
[10 empty] | 20.65% | 0.44122
[10 empty] | 20.65% | 0.44118
[10 empty] | 20.65% | 0.44117
[10 empty] | 20.66% | 0.44115
[10 empty] | 20.66% | 0.44114
[10 empty] | 20.66% | 0.44114
[10 empty] | 20.66% | 0.44114
[10 empty] | 20.67% | 0.44111
[10 empty] | 20.67% | 0.4411
[10 empty] | 20.67% | 0.4411
[10 empty] | 20.68% | 0.44109
[10 empty] | 20.68% | 0.44109
[10 empty] | 20.68% | 0.44109
[10 empty] | 20.68% | 0.44109
[10 empty] | 20.69% | 0.44108
[10 empty] | 20.69% | 0.44108
[10 empty] | 20.69% | 0.44105
[10 empty] | 20.7% | 0.44105
[10 empty] | 20.7% | 0.44105
[10 empty] | 20.7% | 0.44098
[10 empty] | 20.7% | 0.44098
[10 empty] | 20.71% | 0.44097
[10 empty] | 20.71% | 0.44096
[10 empty] | 20.71% | 0.44096
[10 empty] | 20.72% | 0.44094
[10 empty] | 20.72% | 0.44094
[10 empty] | 20.72% | 0.44093
[10 empty] | 20.72% | 0.44092
[10 empty] | 20.73% | 0.44089
[10 empty] | 20.73% | 0.44089
[10 empty] | 20.73% | 0.44089
[10 empty] | 20.74% | 0.44083
[10 empty] | 20.74% | 0.44082
[10 empty] | 20.74% | 0.4408
[10 empty] | 20.74% | 0.44079
[10 empty] | 20.75% | 0.44077
[10 empty] | 20.75% | 0.44076
[10 empty] | 20.75% | 0.44075
[10 empty] | 20.76% | 0.44073
[10 empty] | 20.76% | 0.44072
[10 empty] | 20.76% | 0.44071
[10 empty] | 20.76% | 0.44071
[10 empty] | 20.77% | 0.4407
[10 empty] | 20.77% | 0.44069
[10 empty] | 20.77% | 0.44066
[10 empty] | 20.78% | 0.44065
[10 empty] | 20.78% | 0.44064
[10 empty] | 20.78% | 0.44063
[10 empty] | 20.78% | 0.44062
[10 empty] | 20.79% | 0.4406
[10 empty] | 20.79% | 0.4406
[10 empty] | 20.79% | 0.44058
[10 empty] | 20.8% | 0.44057
[10 empty] | 20.8% | 0.44053
[10 empty] | 20.8% | 0.44052
[10 empty] | 20.8% | 0.4405
[10 empty] | 20.81% | 0.44047
[10 empty] | 20.81% | 0.44046
[10 empty] | 20.81% | 0.44045
[10 empty] | 20.82% | 0.44042
[10 empty] | 20.82% | 0.44042
[10 empty] | 20.82% | 0.44041
[10 empty] | 20.82% | 0.44041
[10 empty] | 20.83% | 0.4404
[10 empty] | 20.83% | 0.44037
[10 empty] | 20.83% | 0.44036
[10 empty] | 20.83% | 0.44035
[10 empty] | 20.84% | 0.44031
[10 empty] | 20.84% | 0.44031
[10 empty] | 20.84% | 0.4403
[10 empty] | 20.85% | 0.4403
[10 empty] | 20.85% | 0.44026
[10 empty] | 20.85% | 0.44023
[10 empty] | 20.85% | 0.44022
[10 empty] | 20.86% | 0.44021
[10 empty] | 20.86% | 0.44019
[10 empty] | 20.86% | 0.44019
[10 empty] | 20.87% | 0.44016
[10 empty] | 20.87% | 0.44015
[10 empty] | 20.87% | 0.44014
[10 empty] | 20.87% | 0.44013
[10 empty] | 20.88% | 0.44013
[10 empty] | 20.88% | 0.4401
[10 empty] | 20.88% | 0.44009
[10 empty] | 20.89% | 0.44003
[10 empty] | 20.89% | 0.44002
[10 empty] | 20.89% | 0.44002
[10 empty] | 20.89% | 0.44001
[10 empty] | 20.9% | 0.44
[10 empty] | 20.9% | 0.43999
[10 empty] | 20.9% | 0.43997
[10 empty] | 20.91% | 0.43996
[10 empty] | 20.91% | 0.43996
[10 empty] | 20.91% | 0.43995
[10 empty] | 20.91% | 0.43991
[10 empty] | 20.92% | 0.43991
[10 empty] | 20.92% | 0.4399
[10 empty] | 20.92% | 0.4399
[10 empty] | 20.93% | 0.43989
[10 empty] | 20.93% | 0.43988
[10 empty] | 20.93% | 0.43987
[10 empty] | 20.93% | 0.43986
[10 empty] | 20.94% | 0.43986
[10 empty] | 20.94% | 0.43985
[10 empty] | 20.94% | 0.43984
[10 empty] | 20.95% | 0.43983
[10 empty] | 20.95% | 0.43982
[10 empty] | 20.95% | 0.43981
[10 empty] | 20.95% | 0.43981
[10 empty] | 20.96% | 0.4398
[10 empty] | 20.96% | 0.4398
[10 empty] | 20.96% | 0.43978
[10 empty] | 20.97% | 0.43977
[10 empty] | 20.97% | 0.43977
[10 empty] | 20.97% | 0.43976
[10 empty] | 20.97% | 0.43976
[10 empty] | 20.98% | 0.43975
[10 empty] | 20.98% | 0.43974
[10 empty] | 20.98% | 0.43972
[10 empty] | 20.99% | 0.4397
[10 empty] | 20.99% | 0.43967
[10 empty] | 20.99% | 0.43966
[10 empty] | 20.99% | 0.43966
[10 empty] | 21% | 0.43965
[10 empty] | 21% | 0.43964
[10 empty] | 21% | 0.43961
[10 empty] | 21.01% | 0.4396
[10 empty] | 21.01% | 0.4396
[10 empty] | 21.01% | 0.4396
[10 empty] | 21.01% | 0.43959
[10 empty] | 21.02% | 0.43957
[10 empty] | 21.02% | 0.43955
[10 empty] | 21.02% | 0.43955
[10 empty] | 21.03% | 0.43954
[10 empty] | 21.03% | 0.43954
[10 empty] | 21.03% | 0.43954
[10 empty] | 21.03% | 0.43953
[10 empty] | 21.04% | 0.43951
[10 empty] | 21.04% | 0.4395
[10 empty] | 21.04% | 0.43949
[10 empty] | 21.05% | 0.43949
[10 empty] | 21.05% | 0.43949
[10 empty] | 21.05% | 0.43949
[10 empty] | 21.05% | 0.43946
[10 empty] | 21.06% | 0.43943
[10 empty] | 21.06% | 0.43941
[10 empty] | 21.06% | 0.43941
[10 empty] | 21.07% | 0.4394
[10 empty] | 21.07% | 0.43939
[10 empty] | 21.07% | 0.43936
[10 empty] | 21.07% | 0.43936
[10 empty] | 21.08% | 0.43935
[10 empty] | 21.08% | 0.43933
[10 empty] | 21.08% | 0.43932
[10 empty] | 21.09% | 0.43932
[10 empty] | 21.09% | 0.43932
[10 empty] | 21.09% | 0.43932
[10 empty] | 21.09% | 0.4393
[10 empty] | 21.1% | 0.43927
[10 empty] | 21.1% | 0.43927
[10 empty] | 21.1% | 0.43924
[10 empty] | 21.11% | 0.43923
[10 empty] | 21.11% | 0.43923
[10 empty] | 21.11% | 0.43922
[10 empty] | 21.11% | 0.43922
[10 empty] | 21.12% | 0.43922
[10 empty] | 21.12% | 0.43922
[10 empty] | 21.12% | 0.43921
[10 empty] | 21.13% | 0.43919
[10 empty] | 21.13% | 0.43918
[10 empty] | 21.13% | 0.43917
[10 empty] | 21.13% | 0.43917
[10 empty] | 21.14% | 0.43916
[10 empty] | 21.14% | 0.43915
[10 empty] | 21.14% | 0.43914
[10 empty] | 21.15% | 0.43913
[10 empty] | 21.15% | 0.43912
[10 empty] | 21.15% | 0.4391
[10 empty] | 21.15% | 0.43909
[10 empty] | 21.16% | 0.43907
[10 empty] | 21.16% | 0.43905
[10 empty] | 21.16% | 0.43905
[10 empty] | 21.17% | 0.439
[10 empty] | 21.17% | 0.439
[10 empty] | 21.17% | 0.43898
[10 empty] | 21.17% | 0.43898
[10 empty] | 21.18% | 0.43895
[10 empty] | 21.18% | 0.43893
[10 empty] | 21.18% | 0.43892
[10 empty] | 21.19% | 0.43891
[10 empty] | 21.19% | 0.4389
[10 empty] | 21.19% | 0.4389
[10 empty] | 21.19% | 0.43889
[10 empty] | 21.2% | 0.43888
[10 empty] | 21.2% | 0.43886
[10 empty] | 21.2% | 0.43885
[10 empty] | 21.21% | 0.43884
[10 empty] | 21.21% | 0.43883
[10 empty] | 21.21% | 0.43883
[10 empty] | 21.21% | 0.43881
[10 empty] | 21.22% | 0.4388
[10 empty] | 21.22% | 0.43876
[10 empty] | 21.22% | 0.43875
[10 empty] | 21.23% | 0.43872
[10 empty] | 21.23% | 0.43871
[10 empty] | 21.23% | 0.4387
[10 empty] | 21.23% | 0.43868
[10 empty] | 21.24% | 0.43867
[10 empty] | 21.24% | 0.43867
[10 empty] | 21.24% | 0.43866
[10 empty] | 21.25% | 0.43866
[10 empty] | 21.25% | 0.43862
[10 empty] | 21.25% | 0.43859
[10 empty] | 21.25% | 0.43858
[10 empty] | 21.26% | 0.43858
[10 empty] | 21.26% | 0.43855
[10 empty] | 21.26% | 0.43854
[10 empty] | 21.27% | 0.43854
[10 empty] | 21.27% | 0.43851
[10 empty] | 21.27% | 0.43851
[10 empty] | 21.27% | 0.43848
[10 empty] | 21.28% | 0.43846
[10 empty] | 21.28% | 0.43845
[10 empty] | 21.28% | 0.4384
[10 empty] | 21.29% | 0.43836
[10 empty] | 21.29% | 0.43833
[10 empty] | 21.29% | 0.43833
[10 empty] | 21.29% | 0.43831
[10 empty] | 21.3% | 0.43828
[10 empty] | 21.3% | 0.43828
[10 empty] | 21.3% | 0.43826
[10 empty] | 21.31% | 0.43825
[10 empty] | 21.31% | 0.43825
[10 empty] | 21.31% | 0.43823
[10 empty] | 21.31% | 0.43822
[10 empty] | 21.32% | 0.43819
[10 empty] | 21.32% | 0.43819
[10 empty] | 21.32% | 0.43818
[10 empty] | 21.33% | 0.43818
[10 empty] | 21.33% | 0.43816
[10 empty] | 21.33% | 0.43815
[10 empty] | 21.33% | 0.43815
[10 empty] | 21.34% | 0.43815
[10 empty] | 21.34% | 0.43814
[10 empty] | 21.34% | 0.43813
[10 empty] | 21.35% | 0.43808
[10 empty] | 21.35% | 0.43806
[10 empty] | 21.35% | 0.43806
[10 empty] | 21.35% | 0.43806
[10 empty] | 21.36% | 0.43806
[10 empty] | 21.36% | 0.43805
[10 empty] | 21.36% | 0.43805
[10 empty] | 21.37% | 0.43805
[10 empty] | 21.37% | 0.43802
[10 empty] | 21.37% | 0.43801
[10 empty] | 21.37% | 0.438
[10 empty] | 21.38% | 0.43799
[10 empty] | 21.38% | 0.43799
[10 empty] | 21.38% | 0.43796
[10 empty] | 21.39% | 0.43795
[10 empty] | 21.39% | 0.43793
[10 empty] | 21.39% | 0.4379
[10 empty] | 21.39% | 0.4379
[10 empty] | 21.4% | 0.43789
[10 empty] | 21.4% | 0.43789
[10 empty] | 21.4% | 0.43788
[10 empty] | 21.41% | 0.43787
[10 empty] | 21.41% | 0.43781
[10 empty] | 21.41% | 0.4378
[10 empty] | 21.41% | 0.43779
[10 empty] | 21.42% | 0.43779
[10 empty] | 21.42% | 0.43775
[10 empty] | 21.42% | 0.43774
[10 empty] | 21.43% | 0.4377
[10 empty] | 21.43% | 0.43769
[10 empty] | 21.43% | 0.43769
[10 empty] | 21.43% | 0.43769
[10 empty] | 21.44% | 0.43764
[10 empty] | 21.44% | 0.43763
[10 empty] | 21.44% | 0.43761
[10 empty] | 21.45% | 0.43761
[10 empty] | 21.45% | 0.43758
[10 empty] | 21.45% | 0.43755
[10 empty] | 21.45% | 0.43753
[10 empty] | 21.46% | 0.43752
[10 empty] | 21.46% | 0.43752
[10 empty] | 21.46% | 0.43751
[10 empty] | 21.47% | 0.43751
[10 empty] | 21.47% | 0.4375
[10 empty] | 21.47% | 0.4375
[10 empty] | 21.47% | 0.4375
[10 empty] | 21.48% | 0.43749
[10 empty] | 21.48% | 0.43748
[10 empty] | 21.48% | 0.43747
[10 empty] | 21.49% | 0.43747
[10 empty] | 21.49% | 0.43746
[10 empty] | 21.49% | 0.43743
[10 empty] | 21.49% | 0.43742
[10 empty] | 21.5% | 0.43742
[10 empty] | 21.5% | 0.43742
[10 empty] | 21.5% | 0.43742
[10 empty] | 21.51% | 0.43739
[10 empty] | 21.51% | 0.43735
[10 empty] | 21.51% | 0.43734
[10 empty] | 21.51% | 0.43733
[10 empty] | 21.52% | 0.43732
[10 empty] | 21.52% | 0.4373
[10 empty] | 21.52% | 0.43729
[10 empty] | 21.53% | 0.43728
[10 empty] | 21.53% | 0.43727
[10 empty] | 21.53% | 0.43727
[10 empty] | 21.53% | 0.43726
[10 empty] | 21.54% | 0.43723
[10 empty] | 21.54% | 0.43722
[10 empty] | 21.54% | 0.43722
[10 empty] | 21.55% | 0.43718
[10 empty] | 21.55% | 0.43718
[10 empty] | 21.55% | 0.43714
[10 empty] | 21.55% | 0.43714
[10 empty] | 21.56% | 0.43712
[10 empty] | 21.56% | 0.43711
[10 empty] | 21.56% | 0.4371
[10 empty] | 21.57% | 0.4371
[10 empty] | 21.57% | 0.4371
[10 empty] | 21.57% | 0.4371
[10 empty] | 21.57% | 0.43705
[10 empty] | 21.58% | 0.43703
[10 empty] | 21.58% | 0.43703
[10 empty] | 21.58% | 0.43701
[10 empty] | 21.59% | 0.437
[10 empty] | 21.59% | 0.43698
[10 empty] | 21.59% | 0.43696
[10 empty] | 21.59% | 0.43695
[10 empty] | 21.6% | 0.43692
[10 empty] | 21.6% | 0.4369
[10 empty] | 21.6% | 0.4369
[10 empty] | 21.61% | 0.43687
[10 empty] | 21.61% | 0.43685
[10 empty] | 21.61% | 0.43685
[10 empty] | 21.61% | 0.43684
[10 empty] | 21.62% | 0.43683
[10 empty] | 21.62% | 0.43682
[10 empty] | 21.62% | 0.4368
[10 empty] | 21.63% | 0.4368
[10 empty] | 21.63% | 0.43679
[10 empty] | 21.63% | 0.43678
[10 empty] | 21.63% | 0.43674
[10 empty] | 21.64% | 0.43674
[10 empty] | 21.64% | 0.43674
[10 empty] | 21.64% | 0.43674
[10 empty] | 21.65% | 0.43674
[10 empty] | 21.65% | 0.43673
[10 empty] | 21.65% | 0.43673
[10 empty] | 21.65% | 0.43672
[10 empty] | 21.66% | 0.4367
[10 empty] | 21.66% | 0.4367
[10 empty] | 21.66% | 0.43664
[10 empty] | 21.67% | 0.43663
[10 empty] | 21.67% | 0.43662
[10 empty] | 21.67% | 0.43662
[10 empty] | 21.67% | 0.43659
[10 empty] | 21.68% | 0.43658
[10 empty] | 21.68% | 0.43656
[10 empty] | 21.68% | 0.43655
[10 empty] | 21.69% | 0.43655
[10 empty] | 21.69% | 0.43653
[10 empty] | 21.69% | 0.43646
[10 empty] | 21.69% | 0.43642
[10 empty] | 21.7% | 0.43641
[10 empty] | 21.7% | 0.43639
[10 empty] | 21.7% | 0.43638
[10 empty] | 21.71% | 0.43638
[10 empty] | 21.71% | 0.43637
[10 empty] | 21.71% | 0.43636
[10 empty] | 21.71% | 0.4363
[10 empty] | 21.72% | 0.4363
[10 empty] | 21.72% | 0.43627
[10 empty] | 21.72% | 0.43627
[10 empty] | 21.73% | 0.43626
[10 empty] | 21.73% | 0.43626
[10 empty] | 21.73% | 0.43626
[10 empty] | 21.73% | 0.43625
[10 empty] | 21.74% | 0.43624
[10 empty] | 21.74% | 0.43623
[10 empty] | 21.74% | 0.43621
[10 empty] | 21.75% | 0.43621
[10 empty] | 21.75% | 0.4362
[10 empty] | 21.75% | 0.43618
[10 empty] | 21.75% | 0.43616
[10 empty] | 21.76% | 0.43615
[10 empty] | 21.76% | 0.43614
[10 empty] | 21.76% | 0.43614
[10 empty] | 21.77% | 0.43614
[10 empty] | 21.77% | 0.4361
[10 empty] | 21.77% | 0.43608
[10 empty] | 21.77% | 0.43606
[10 empty] | 21.78% | 0.43605
[10 empty] | 21.78% | 0.43604
[10 empty] | 21.78% | 0.43602
[10 empty] | 21.79% | 0.43601
[10 empty] | 21.79% | 0.43599
[10 empty] | 21.79% | 0.43598
[10 empty] | 21.79% | 0.43597
[10 empty] | 21.8% | 0.43597
[10 empty] | 21.8% | 0.43596
[10 empty] | 21.8% | 0.43595
[10 empty] | 21.81% | 0.43592
[10 empty] | 21.81% | 0.43591
[10 empty] | 21.81% | 0.4359
[10 empty] | 21.81% | 0.43589
[10 empty] | 21.82% | 0.43588
[10 empty] | 21.82% | 0.43587
[10 empty] | 21.82% | 0.43587
[10 empty] | 21.83% | 0.43587
[10 empty] | 21.83% | 0.43586
[10 empty] | 21.83% | 0.43585
[10 empty] | 21.83% | 0.43585
[10 empty] | 21.84% | 0.43584
[10 empty] | 21.84% | 0.43583
[10 empty] | 21.84% | 0.43583
[10 empty] | 21.85% | 0.43582
[10 empty] | 21.85% | 0.43578
[10 empty] | 21.85% | 0.43577
[10 empty] | 21.85% | 0.43576
[10 empty] | 21.86% | 0.43572
[10 empty] | 21.86% | 0.43571
[10 empty] | 21.86% | 0.43568
[10 empty] | 21.87% | 0.43568
[10 empty] | 21.87% | 0.43568
[10 empty] | 21.87% | 0.43565
[10 empty] | 21.87% | 0.43563
[10 empty] | 21.88% | 0.43562
[10 empty] | 21.88% | 0.4356
[10 empty] | 21.88% | 0.43559
[10 empty] | 21.89% | 0.43558
[10 empty] | 21.89% | 0.43556
[10 empty] | 21.89% | 0.43553
[10 empty] | 21.89% | 0.43552
[10 empty] | 21.9% | 0.43551
[10 empty] | 21.9% | 0.4355
[10 empty] | 21.9% | 0.43549
[10 empty] | 21.91% | 0.43549
[10 empty] | 21.91% | 0.43547
[10 empty] | 21.91% | 0.43546
[10 empty] | 21.91% | 0.43544
[10 empty] | 21.92% | 0.43543
[10 empty] | 21.92% | 0.43543
[10 empty] | 21.92% | 0.43542
[10 empty] | 21.93% | 0.43539
[10 empty] | 21.93% | 0.43538
[10 empty] | 21.93% | 0.43537
[10 empty] | 21.93% | 0.43535
[10 empty] | 21.94% | 0.43533
[10 empty] | 21.94% | 0.43527
[10 empty] | 21.94% | 0.43527
[10 empty] | 21.95% | 0.43526
[10 empty] | 21.95% | 0.43525
[10 empty] | 21.95% | 0.43525
[10 empty] | 21.95% | 0.43523
[10 empty] | 21.96% | 0.43522
[10 empty] | 21.96% | 0.43522
[10 empty] | 21.96% | 0.43518
[10 empty] | 21.97% | 0.43516
[10 empty] | 21.97% | 0.43514
[10 empty] | 21.97% | 0.4351
[10 empty] | 21.97% | 0.43509
[10 empty] | 21.98% | 0.43508
[10 empty] | 21.98% | 0.43507
[10 empty] | 21.98% | 0.43503
[10 empty] | 21.99% | 0.43501
[10 empty] | 21.99% | 0.435
[10 empty] | 21.99% | 0.43499
[10 empty] | 21.99% | 0.43498
[10 empty] | 22% | 0.43497
[10 empty] | 22% | 0.43489
[10 empty] | 22% | 0.43488
[10 empty] | 22.01% | 0.43486
[10 empty] | 22.01% | 0.43486
[10 empty] | 22.01% | 0.43484
[10 empty] | 22.01% | 0.43484
[10 empty] | 22.02% | 0.43484
[10 empty] | 22.02% | 0.43482
[10 empty] | 22.02% | 0.4348
[10 empty] | 22.02% | 0.4348
[10 empty] | 22.03% | 0.43477
[10 empty] | 22.03% | 0.43473
[10 empty] | 22.03% | 0.43472
[10 empty] | 22.04% | 0.43465
[10 empty] | 22.04% | 0.43463
[10 empty] | 22.04% | 0.43461
[10 empty] | 22.04% | 0.43461
[10 empty] | 22.05% | 0.4346
[10 empty] | 22.05% | 0.4346
[10 empty] | 22.05% | 0.4346
[10 empty] | 22.06% | 0.43459
[10 empty] | 22.06% | 0.43458
[10 empty] | 22.06% | 0.43457
[10 empty] | 22.06% | 0.43453
[10 empty] | 22.07% | 0.43453
[10 empty] | 22.07% | 0.43453
[10 empty] | 22.07% | 0.43452
[10 empty] | 22.08% | 0.43452
[10 empty] | 22.08% | 0.43451
[10 empty] | 22.08% | 0.4345
[10 empty] | 22.08% | 0.43449
[10 empty] | 22.09% | 0.43448
[10 empty] | 22.09% | 0.43447
[10 empty] | 22.09% | 0.43447
[10 empty] | 22.1% | 0.43446
[10 empty] | 22.1% | 0.43444
[10 empty] | 22.1% | 0.43443
[10 empty] | 22.1% | 0.43443
[10 empty] | 22.11% | 0.43438
[10 empty] | 22.11% | 0.43436
[10 empty] | 22.11% | 0.43433
[10 empty] | 22.12% | 0.43432
[10 empty] | 22.12% | 0.43432
[10 empty] | 22.12% | 0.43429
[10 empty] | 22.12% | 0.43429
[10 empty] | 22.13% | 0.43428
[10 empty] | 22.13% | 0.43426
[10 empty] | 22.13% | 0.43423
[10 empty] | 22.14% | 0.43422
[10 empty] | 22.14% | 0.43421
[10 empty] | 22.14% | 0.4342
[10 empty] | 22.14% | 0.4342
[10 empty] | 22.15% | 0.43418
[10 empty] | 22.15% | 0.43416
[10 empty] | 22.15% | 0.43415
[10 empty] | 22.16% | 0.43414
[10 empty] | 22.16% | 0.43411
[10 empty] | 22.16% | 0.43409
[10 empty] | 22.16% | 0.43408
[10 empty] | 22.17% | 0.43408
[10 empty] | 22.17% | 0.43408
[10 empty] | 22.17% | 0.43402
[10 empty] | 22.18% | 0.43399
[10 empty] | 22.18% | 0.43398
[10 empty] | 22.18% | 0.43397
[10 empty] | 22.18% | 0.43396
[10 empty] | 22.19% | 0.43396
[10 empty] | 22.19% | 0.43396
[10 empty] | 22.19% | 0.43395
[10 empty] | 22.2% | 0.43395
[10 empty] | 22.2% | 0.43394
[10 empty] | 22.2% | 0.43394
[10 empty] | 22.2% | 0.4339
[10 empty] | 22.21% | 0.43388
[10 empty] | 22.21% | 0.43388
[10 empty] | 22.21% | 0.43387
[10 empty] | 22.22% | 0.43387
[10 empty] | 22.22% | 0.43387
[10 empty] | 22.22% | 0.43382
[10 empty] | 22.22% | 0.43382
[10 empty] | 22.23% | 0.43381
[10 empty] | 22.23% | 0.43381
[10 empty] | 22.23% | 0.43381
[10 empty] | 22.24% | 0.4338
[10 empty] | 22.24% | 0.43377
[10 empty] | 22.24% | 0.43374
[10 empty] | 22.24% | 0.43374
[10 empty] | 22.25% | 0.43373
[10 empty] | 22.25% | 0.43371
[10 empty] | 22.25% | 0.43369
[10 empty] | 22.26% | 0.43369
[10 empty] | 22.26% | 0.43368
[10 empty] | 22.26% | 0.43367
[10 empty] | 22.26% | 0.43367
[10 empty] | 22.27% | 0.43366
[10 empty] | 22.27% | 0.43365
[10 empty] | 22.27% | 0.43363
[10 empty] | 22.28% | 0.43362
[10 empty] | 22.28% | 0.43361
[10 empty] | 22.28% | 0.4336
[10 empty] | 22.28% | 0.43359
[10 empty] | 22.29% | 0.43359
[10 empty] | 22.29% | 0.43355
[10 empty] | 22.29% | 0.43355
[10 empty] | 22.3% | 0.43355
[10 empty] | 22.3% | 0.43355
[10 empty] | 22.3% | 0.43354
[10 empty] | 22.3% | 0.43352
[10 empty] | 22.31% | 0.43351
[10 empty] | 22.31% | 0.43349
[10 empty] | 22.31% | 0.43347
[10 empty] | 22.32% | 0.43346
[10 empty] | 22.32% | 0.43344
[10 empty] | 22.32% | 0.43344
[10 empty] | 22.32% | 0.43342
[10 empty] | 22.33% | 0.43341
[10 empty] | 22.33% | 0.43339
[10 empty] | 22.33% | 0.43336
[10 empty] | 22.34% | 0.43336
[10 empty] | 22.34% | 0.43335
[10 empty] | 22.34% | 0.43335
[10 empty] | 22.34% | 0.43333
[10 empty] | 22.35% | 0.43331
[10 empty] | 22.35% | 0.43331
[10 empty] | 22.35% | 0.4333
[10 empty] | 22.36% | 0.43329
[10 empty] | 22.36% | 0.43329
[10 empty] | 22.36% | 0.43329
[10 empty] | 22.36% | 0.43328
[10 empty] | 22.37% | 0.43326
[10 empty] | 22.37% | 0.43325
[10 empty] | 22.37% | 0.43324
[10 empty] | 22.38% | 0.43324
[10 empty] | 22.38% | 0.43319
[10 empty] | 22.38% | 0.43316
[10 empty] | 22.38% | 0.43312
[10 empty] | 22.39% | 0.43312
[10 empty] | 22.39% | 0.43311
[10 empty] | 22.39% | 0.43311
[10 empty] | 22.4% | 0.43311
[10 empty] | 22.4% | 0.43311
[10 empty] | 22.4% | 0.4331
[10 empty] | 22.4% | 0.43307
[10 empty] | 22.41% | 0.43303
[10 empty] | 22.41% | 0.43302
[10 empty] | 22.41% | 0.43298
[10 empty] | 22.42% | 0.43298
[10 empty] | 22.42% | 0.43298
[10 empty] | 22.42% | 0.43297
[10 empty] | 22.42% | 0.43297
[10 empty] | 22.43% | 0.43295
[10 empty] | 22.43% | 0.43293
[10 empty] | 22.43% | 0.43286
[10 empty] | 22.44% | 0.43284
[10 empty] | 22.44% | 0.43283
[10 empty] | 22.44% | 0.43282
[10 empty] | 22.44% | 0.43278
[10 empty] | 22.45% | 0.43277
[10 empty] | 22.45% | 0.43274
[10 empty] | 22.45% | 0.43273
[10 empty] | 22.46% | 0.43271
[10 empty] | 22.46% | 0.43269
[10 empty] | 22.46% | 0.43269
[10 empty] | 22.46% | 0.43267
[10 empty] | 22.47% | 0.43267
[10 empty] | 22.47% | 0.43263
[10 empty] | 22.47% | 0.43262
[10 empty] | 22.48% | 0.43257
[10 empty] | 22.48% | 0.43255
[10 empty] | 22.48% | 0.43255
[10 empty] | 22.48% | 0.43254
[10 empty] | 22.49% | 0.43254
[10 empty] | 22.49% | 0.43253
[10 empty] | 22.49% | 0.43249
[10 empty] | 22.5% | 0.43249
[10 empty] | 22.5% | 0.43249
[10 empty] | 22.5% | 0.43249
[10 empty] | 22.5% | 0.43248
[10 empty] | 22.51% | 0.43247
[10 empty] | 22.51% | 0.43246
[10 empty] | 22.51% | 0.43246
[10 empty] | 22.52% | 0.43244
[10 empty] | 22.52% | 0.43244
[10 empty] | 22.52% | 0.43243
[10 empty] | 22.52% | 0.43243
[10 empty] | 22.53% | 0.43241
[10 empty] | 22.53% | 0.43239
[10 empty] | 22.53% | 0.43236
[10 empty] | 22.54% | 0.43235
[10 empty] | 22.54% | 0.43234
[10 empty] | 22.54% | 0.43232
[10 empty] | 22.54% | 0.43231
[10 empty] | 22.55% | 0.43227
[10 empty] | 22.55% | 0.43226
[10 empty] | 22.55% | 0.43226
[10 empty] | 22.56% | 0.43224
[10 empty] | 22.56% | 0.43223
[10 empty] | 22.56% | 0.43222
[10 empty] | 22.56% | 0.43221
[10 empty] | 22.57% | 0.4322
[10 empty] | 22.57% | 0.43217
[10 empty] | 22.57% | 0.43215
[10 empty] | 22.58% | 0.43215
[10 empty] | 22.58% | 0.43213
[10 empty] | 22.58% | 0.43211
[10 empty] | 22.58% | 0.43211
[10 empty] | 22.59% | 0.43211
[10 empty] | 22.59% | 0.4321
[10 empty] | 22.59% | 0.43209
[10 empty] | 22.6% | 0.43207
[10 empty] | 22.6% | 0.43206
[10 empty] | 22.6% | 0.43206
[10 empty] | 22.6% | 0.43205
[10 empty] | 22.61% | 0.43205
[10 empty] | 22.61% | 0.43203
[10 empty] | 22.61% | 0.43203
[10 empty] | 22.62% | 0.43202
[10 empty] | 22.62% | 0.43201
[10 empty] | 22.62% | 0.432
[10 empty] | 22.62% | 0.432
[10 empty] | 22.63% | 0.432
[10 empty] | 22.63% | 0.43198
[10 empty] | 22.63% | 0.43197
[10 empty] | 22.64% | 0.43196
[10 empty] | 22.64% | 0.43196
[10 empty] | 22.64% | 0.43193
[10 empty] | 22.64% | 0.43191
[10 empty] | 22.65% | 0.43188
[10 empty] | 22.65% | 0.43187
[10 empty] | 22.65% | 0.43186
[10 empty] | 22.66% | 0.43185
[10 empty] | 22.66% | 0.43183
[10 empty] | 22.66% | 0.43183
[10 empty] | 22.66% | 0.43179
[10 empty] | 22.67% | 0.43176
[10 empty] | 22.67% | 0.43176
[10 empty] | 22.67% | 0.43175
[10 empty] | 22.68% | 0.43175
[10 empty] | 22.68% | 0.43174
[10 empty] | 22.68% | 0.43173
[10 empty] | 22.68% | 0.43172
[10 empty] | 22.69% | 0.43167
[10 empty] | 22.69% | 0.43167
[10 empty] | 22.69% | 0.43165
[10 empty] | 22.7% | 0.43164
[10 empty] | 22.7% | 0.43162
[10 empty] | 22.7% | 0.43162
[10 empty] | 22.7% | 0.43162
[10 empty] | 22.71% | 0.4316
[10 empty] | 22.71% | 0.43159
[10 empty] | 22.71% | 0.43158
[10 empty] | 22.72% | 0.43156
[10 empty] | 22.72% | 0.43156
[10 empty] | 22.72% | 0.43155
[10 empty] | 22.72% | 0.43155
[10 empty] | 22.73% | 0.43153
[10 empty] | 22.73% | 0.43152
[10 empty] | 22.73% | 0.43152
[10 empty] | 22.74% | 0.43152
[10 empty] | 22.74% | 0.43152
[10 empty] | 22.74% | 0.43151
[10 empty] | 22.74% | 0.4315
[10 empty] | 22.75% | 0.43149
[10 empty] | 22.75% | 0.43148
[10 empty] | 22.75% | 0.43141
[10 empty] | 22.76% | 0.4314
[10 empty] | 22.76% | 0.4314
[10 empty] | 22.76% | 0.43138
[10 empty] | 22.76% | 0.43137
[10 empty] | 22.77% | 0.43137
[10 empty] | 22.77% | 0.43136
[10 empty] | 22.77% | 0.43136
[10 empty] | 22.78% | 0.43135
[10 empty] | 22.78% | 0.43133
[10 empty] | 22.78% | 0.43133
[10 empty] | 22.78% | 0.43129
[10 empty] | 22.79% | 0.43128
[10 empty] | 22.79% | 0.43125
[10 empty] | 22.79% | 0.43124
[10 empty] | 22.8% | 0.43121
[10 empty] | 22.8% | 0.4312
[10 empty] | 22.8% | 0.4312
[10 empty] | 22.8% | 0.43119
[10 empty] | 22.81% | 0.43119
[10 empty] | 22.81% | 0.43118
[10 empty] | 22.81% | 0.43117
[10 empty] | 22.82% | 0.43116
[10 empty] | 22.82% | 0.43115
[10 empty] | 22.82% | 0.43113
[10 empty] | 22.82% | 0.43112
[10 empty] | 22.83% | 0.43111
[10 empty] | 22.83% | 0.43109
[10 empty] | 22.83% | 0.43107
[10 empty] | 22.84% | 0.43106
[10 empty] | 22.84% | 0.43105
[10 empty] | 22.84% | 0.43105
[10 empty] | 22.84% | 0.43103
[10 empty] | 22.85% | 0.43103
[10 empty] | 22.85% | 0.43101
[10 empty] | 22.85% | 0.43101
[10 empty] | 22.86% | 0.431
[10 empty] | 22.86% | 0.43098
[10 empty] | 22.86% | 0.43098
[10 empty] | 22.86% | 0.43096
[10 empty] | 22.87% | 0.43096
[10 empty] | 22.87% | 0.43095
[10 empty] | 22.87% | 0.43095
[10 empty] | 22.88% | 0.43094
[10 empty] | 22.88% | 0.43091
[10 empty] | 22.88% | 0.43091
[10 empty] | 22.88% | 0.43087
[10 empty] | 22.89% | 0.43085
[10 empty] | 22.89% | 0.43085
[10 empty] | 22.89% | 0.43083
[10 empty] | 22.9% | 0.43079
[10 empty] | 22.9% | 0.43078
[10 empty] | 22.9% | 0.43073
[10 empty] | 22.9% | 0.43072
[10 empty] | 22.91% | 0.43072
[10 empty] | 22.91% | 0.43072
[10 empty] | 22.91% | 0.43071
[10 empty] | 22.92% | 0.43071
[10 empty] | 22.92% | 0.43071
[10 empty] | 22.92% | 0.43067
[10 empty] | 22.92% | 0.43059
[10 empty] | 22.93% | 0.43059
[10 empty] | 22.93% | 0.43058
[10 empty] | 22.93% | 0.43057
[10 empty] | 22.94% | 0.43057
[10 empty] | 22.94% | 0.43056
[10 empty] | 22.94% | 0.43054
[10 empty] | 22.94% | 0.43052
[10 empty] | 22.95% | 0.43048
[10 empty] | 22.95% | 0.43048
[10 empty] | 22.95% | 0.43045
[10 empty] | 22.96% | 0.43044
[10 empty] | 22.96% | 0.43043
[10 empty] | 22.96% | 0.43042
[10 empty] | 22.96% | 0.43042
[10 empty] | 22.97% | 0.43041
[10 empty] | 22.97% | 0.43038
[10 empty] | 22.97% | 0.43038
[10 empty] | 22.98% | 0.43037
[10 empty] | 22.98% | 0.43033
[10 empty] | 22.98% | 0.43032
[10 empty] | 22.98% | 0.4303
[10 empty] | 22.99% | 0.43028
[10 empty] | 22.99% | 0.43026
[10 empty] | 22.99% | 0.43026
[10 empty] | 23% | 0.43025
[10 empty] | 23% | 0.43024
[10 empty] | 23% | 0.43023
[10 empty] | 23% | 0.43021
[10 empty] | 23.01% | 0.4302
[10 empty] | 23.01% | 0.4302
[10 empty] | 23.01% | 0.43018
[10 empty] | 23.02% | 0.43017
[10 empty] | 23.02% | 0.43016
[10 empty] | 23.02% | 0.43016
[10 empty] | 23.02% | 0.43015
[10 empty] | 23.03% | 0.43015
[10 empty] | 23.03% | 0.43013
[10 empty] | 23.03% | 0.43011
[10 empty] | 23.04% | 0.4301
[10 empty] | 23.04% | 0.43008
[10 empty] | 23.04% | 0.43008
[10 empty] | 23.04% | 0.43007
[10 empty] | 23.05% | 0.43007
[10 empty] | 23.05% | 0.43007
[10 empty] | 23.05% | 0.43004
[10 empty] | 23.06% | 0.43003
[10 empty] | 23.06% | 0.42999
[10 empty] | 23.06% | 0.42999
[10 empty] | 23.06% | 0.42998
[10 empty] | 23.07% | 0.42996
[10 empty] | 23.07% | 0.42996
[10 empty] | 23.07% | 0.42995
[10 empty] | 23.08% | 0.42995
[10 empty] | 23.08% | 0.42991
[10 empty] | 23.08% | 0.42991
[10 empty] | 23.08% | 0.42989
[10 empty] | 23.09% | 0.42988
[10 empty] | 23.09% | 0.42988
[10 empty] | 23.09% | 0.42988
[10 empty] | 23.1% | 0.42986
[10 empty] | 23.1% | 0.42983
[10 empty] | 23.1% | 0.42981
[10 empty] | 23.1% | 0.4298
[10 empty] | 23.11% | 0.42979
[10 empty] | 23.11% | 0.42978
[10 empty] | 23.11% | 0.42977
[10 empty] | 23.12% | 0.42977
[10 empty] | 23.12% | 0.42977
[10 empty] | 23.12% | 0.42977
[10 empty] | 23.12% | 0.42975
[10 empty] | 23.13% | 0.42974
[10 empty] | 23.13% | 0.42973
[10 empty] | 23.13% | 0.42971
[10 empty] | 23.14% | 0.42969
[10 empty] | 23.14% | 0.42969
[10 empty] | 23.14% | 0.42968
[10 empty] | 23.14% | 0.42965
[10 empty] | 23.15% | 0.42965
[10 empty] | 23.15% | 0.42964
[10 empty] | 23.15% | 0.42962
[10 empty] | 23.16% | 0.42961
[10 empty] | 23.16% | 0.42959
[10 empty] | 23.16% | 0.42957
[10 empty] | 23.16% | 0.42957
[10 empty] | 23.17% | 0.42954
[10 empty] | 23.17% | 0.42954
[10 empty] | 23.17% | 0.42954
[10 empty] | 23.18% | 0.42953
[10 empty] | 23.18% | 0.42951
[10 empty] | 23.18% | 0.42949
[10 empty] | 23.18% | 0.42948
[10 empty] | 23.19% | 0.42944
[10 empty] | 23.19% | 0.42943
[10 empty] | 23.19% | 0.42943
[10 empty] | 23.2% | 0.42942
[10 empty] | 23.2% | 0.42941
[10 empty] | 23.2% | 0.42939
[10 empty] | 23.2% | 0.42939
[10 empty] | 23.21% | 0.42938
[10 empty] | 23.21% | 0.42936
[10 empty] | 23.21% | 0.42935
[10 empty] | 23.21% | 0.42934
[10 empty] | 23.22% | 0.42933
[10 empty] | 23.22% | 0.42932
[10 empty] | 23.22% | 0.42931
[10 empty] | 23.23% | 0.42931
[10 empty] | 23.23% | 0.42929
[10 empty] | 23.23% | 0.42927
[10 empty] | 23.23% | 0.42927
[10 empty] | 23.24% | 0.42925
[10 empty] | 23.24% | 0.42924
[10 empty] | 23.24% | 0.42924
[10 empty] | 23.25% | 0.42924
[10 empty] | 23.25% | 0.42924
[10 empty] | 23.25% | 0.42919
[10 empty] | 23.25% | 0.42919
[10 empty] | 23.26% | 0.42916
[10 empty] | 23.26% | 0.42915
[10 empty] | 23.26% | 0.42913
[10 empty] | 23.27% | 0.42913
[10 empty] | 23.27% | 0.42912
[10 empty] | 23.27% | 0.42911
[10 empty] | 23.27% | 0.4291
[10 empty] | 23.28% | 0.4291
[10 empty] | 23.28% | 0.4291
[10 empty] | 23.28% | 0.42909
[10 empty] | 23.29% | 0.42907
[10 empty] | 23.29% | 0.42907
[10 empty] | 23.29% | 0.42907
[10 empty] | 23.29% | 0.42907
[10 empty] | 23.3% | 0.42907
[10 empty] | 23.3% | 0.42906
[10 empty] | 23.3% | 0.42906
[10 empty] | 23.31% | 0.42905
[10 empty] | 23.31% | 0.42905
[10 empty] | 23.31% | 0.42905
[10 empty] | 23.31% | 0.42905
[10 empty] | 23.32% | 0.42905
[10 empty] | 23.32% | 0.42903
[10 empty] | 23.32% | 0.429
[10 empty] | 23.33% | 0.42899
[10 empty] | 23.33% | 0.42899
[10 empty] | 23.33% | 0.42898
[10 empty] | 23.33% | 0.42898
[10 empty] | 23.34% | 0.42898
[10 empty] | 23.34% | 0.42894
[10 empty] | 23.34% | 0.42892
[10 empty] | 23.35% | 0.42891
[10 empty] | 23.35% | 0.42891
[10 empty] | 23.35% | 0.42889
[10 empty] | 23.35% | 0.42888
[10 empty] | 23.36% | 0.42886
[10 empty] | 23.36% | 0.42886
[10 empty] | 23.36% | 0.42885
[10 empty] | 23.37% | 0.42884
[10 empty] | 23.37% | 0.42884
[10 empty] | 23.37% | 0.42882
[10 empty] | 23.37% | 0.42882
[10 empty] | 23.38% | 0.42881
[10 empty] | 23.38% | 0.42879
[10 empty] | 23.38% | 0.42879
[10 empty] | 23.39% | 0.42878
[10 empty] | 23.39% | 0.42878
[10 empty] | 23.39% | 0.42876
[10 empty] | 23.39% | 0.42876
[10 empty] | 23.4% | 0.42876
[10 empty] | 23.4% | 0.42876
[10 empty] | 23.4% | 0.42875
[10 empty] | 23.41% | 0.42875
[10 empty] | 23.41% | 0.42874
[10 empty] | 23.41% | 0.42871
[10 empty] | 23.41% | 0.42871
[10 empty] | 23.42% | 0.4287
[10 empty] | 23.42% | 0.42869
[10 empty] | 23.42% | 0.42867
[10 empty] | 23.43% | 0.42867
[10 empty] | 23.43% | 0.42866
[10 empty] | 23.43% | 0.42865
[10 empty] | 23.43% | 0.42864
[10 empty] | 23.44% | 0.42861
[10 empty] | 23.44% | 0.42861
[10 empty] | 23.44% | 0.42861
[10 empty] | 23.45% | 0.42859
[10 empty] | 23.45% | 0.42859
[10 empty] | 23.45% | 0.42859
[10 empty] | 23.45% | 0.42856
[10 empty] | 23.46% | 0.42855
[10 empty] | 23.46% | 0.42855
[10 empty] | 23.46% | 0.42855
[10 empty] | 23.47% | 0.42851
[10 empty] | 23.47% | 0.42851
[10 empty] | 23.47% | 0.4285
[10 empty] | 23.47% | 0.42849
[10 empty] | 23.48% | 0.42849
[10 empty] | 23.48% | 0.42847
[10 empty] | 23.48% | 0.42844
[10 empty] | 23.49% | 0.42844
[10 empty] | 23.49% | 0.42842
[10 empty] | 23.49% | 0.42841
[10 empty] | 23.49% | 0.42841
[10 empty] | 23.5% | 0.42841
[10 empty] | 23.5% | 0.42839
[10 empty] | 23.5% | 0.42835
[10 empty] | 23.51% | 0.42835
[10 empty] | 23.51% | 0.42833
[10 empty] | 23.51% | 0.42832
[10 empty] | 23.51% | 0.42827
[10 empty] | 23.52% | 0.42827
[10 empty] | 23.52% | 0.42826
[10 empty] | 23.52% | 0.42824
[10 empty] | 23.53% | 0.42818
[10 empty] | 23.53% | 0.42818
[10 empty] | 23.53% | 0.42817
[10 empty] | 23.53% | 0.42816
[10 empty] | 23.54% | 0.42814
[10 empty] | 23.54% | 0.42813
[10 empty] | 23.54% | 0.42812
[10 empty] | 23.55% | 0.4281
[10 empty] | 23.55% | 0.42809
[10 empty] | 23.55% | 0.42808
[10 empty] | 23.55% | 0.42807
[10 empty] | 23.56% | 0.42807
[10 empty] | 23.56% | 0.42805
[10 empty] | 23.56% | 0.42804
[10 empty] | 23.57% | 0.42804
[10 empty] | 23.57% | 0.428
[10 empty] | 23.57% | 0.42798
[10 empty] | 23.57% | 0.42797
[10 empty] | 23.58% | 0.42796
[10 empty] | 23.58% | 0.42795
[10 empty] | 23.58% | 0.42793
[10 empty] | 23.59% | 0.42792
[10 empty] | 23.59% | 0.42791
[10 empty] | 23.59% | 0.42787
[10 empty] | 23.59% | 0.42787
[10 empty] | 23.6% | 0.42786
[10 empty] | 23.6% | 0.42786
[10 empty] | 23.6% | 0.42785
[10 empty] | 23.61% | 0.42782
[10 empty] | 23.61% | 0.42781
[10 empty] | 23.61% | 0.42779
[10 empty] | 23.61% | 0.42776
[10 empty] | 23.62% | 0.42776
[10 empty] | 23.62% | 0.42775
[10 empty] | 23.62% | 0.42775
[10 empty] | 23.63% | 0.42773
[10 empty] | 23.63% | 0.42772
[10 empty] | 23.63% | 0.42771
[10 empty] | 23.63% | 0.4277
[10 empty] | 23.64% | 0.42769
[10 empty] | 23.64% | 0.42769
[10 empty] | 23.64% | 0.42769
[10 empty] | 23.65% | 0.42768
[10 empty] | 23.65% | 0.42768
[10 empty] | 23.65% | 0.42768
[10 empty] | 23.65% | 0.42767
[10 empty] | 23.66% | 0.42766
[10 empty] | 23.66% | 0.42764
[10 empty] | 23.66% | 0.42764
[10 empty] | 23.67% | 0.42763
[10 empty] | 23.67% | 0.42763
[10 empty] | 23.67% | 0.42762
[10 empty] | 23.67% | 0.42759
[10 empty] | 23.68% | 0.42759
[10 empty] | 23.68% | 0.42758
[10 empty] | 23.68% | 0.42758
[10 empty] | 23.69% | 0.42757
[10 empty] | 23.69% | 0.42756
[10 empty] | 23.69% | 0.42753
[10 empty] | 23.69% | 0.42753
[10 empty] | 23.7% | 0.42752
[10 empty] | 23.7% | 0.42752
[10 empty] | 23.7% | 0.42751
[10 empty] | 23.71% | 0.42747
[10 empty] | 23.71% | 0.4274
[10 empty] | 23.71% | 0.42739
[10 empty] | 23.71% | 0.42737
[10 empty] | 23.72% | 0.42737
[10 empty] | 23.72% | 0.42737
[10 empty] | 23.72% | 0.42734
[10 empty] | 23.73% | 0.42734
[10 empty] | 23.73% | 0.42733
[10 empty] | 23.73% | 0.42733
[10 empty] | 23.73% | 0.4273
[10 empty] | 23.74% | 0.42729
[10 empty] | 23.74% | 0.42728
[10 empty] | 23.74% | 0.42727
[10 empty] | 23.75% | 0.42726
[10 empty] | 23.75% | 0.42725
[10 empty] | 23.75% | 0.42724
[10 empty] | 23.75% | 0.42723
[10 empty] | 23.76% | 0.42722
[10 empty] | 23.76% | 0.42721
[10 empty] | 23.76% | 0.42718
[10 empty] | 23.77% | 0.42718
[10 empty] | 23.77% | 0.42717
[10 empty] | 23.77% | 0.42717
[10 empty] | 23.77% | 0.42717
[10 empty] | 23.78% | 0.42716
[10 empty] | 23.78% | 0.42716
[10 empty] | 23.78% | 0.42713
[10 empty] | 23.79% | 0.42713
[10 empty] | 23.79% | 0.42709
[10 empty] | 23.79% | 0.42707
[10 empty] | 23.79% | 0.42706
[10 empty] | 23.8% | 0.42702
[10 empty] | 23.8% | 0.42701
[10 empty] | 23.8% | 0.427
[10 empty] | 23.81% | 0.42697
[10 empty] | 23.81% | 0.42697
[10 empty] | 23.81% | 0.42695
[10 empty] | 23.81% | 0.42694
[10 empty] | 23.82% | 0.42693
[10 empty] | 23.82% | 0.42692
[10 empty] | 23.82% | 0.42691
[10 empty] | 23.83% | 0.42691
[10 empty] | 23.83% | 0.42688
[10 empty] | 23.83% | 0.42688
[10 empty] | 23.83% | 0.42688
[10 empty] | 23.84% | 0.42687
[10 empty] | 23.84% | 0.42685
[10 empty] | 23.84% | 0.42685
[10 empty] | 23.85% | 0.42685
[10 empty] | 23.85% | 0.42684
[10 empty] | 23.85% | 0.42683
[10 empty] | 23.85% | 0.42682
[10 empty] | 23.86% | 0.4268
[10 empty] | 23.86% | 0.4268
[10 empty] | 23.86% | 0.4268
[10 empty] | 23.87% | 0.4268
[10 empty] | 23.87% | 0.42679
[10 empty] | 23.87% | 0.42678
[10 empty] | 23.87% | 0.42677
[10 empty] | 23.88% | 0.42677
[10 empty] | 23.88% | 0.42676
[10 empty] | 23.88% | 0.42675
[10 empty] | 23.89% | 0.42674
[10 empty] | 23.89% | 0.42671
[10 empty] | 23.89% | 0.4267
[10 empty] | 23.89% | 0.4267
[10 empty] | 23.9% | 0.42668
[10 empty] | 23.9% | 0.42668
[10 empty] | 23.9% | 0.42667
[10 empty] | 23.91% | 0.42667
[10 empty] | 23.91% | 0.42667
[10 empty] | 23.91% | 0.42665
[10 empty] | 23.91% | 0.42665
[10 empty] | 23.92% | 0.42663
[10 empty] | 23.92% | 0.42662
[10 empty] | 23.92% | 0.42659
[10 empty] | 23.93% | 0.42659
[10 empty] | 23.93% | 0.42657
[10 empty] | 23.93% | 0.42656
[10 empty] | 23.93% | 0.42654
[10 empty] | 23.94% | 0.42654
[10 empty] | 23.94% | 0.42651
[10 empty] | 23.94% | 0.42649
[10 empty] | 23.95% | 0.42649
[10 empty] | 23.95% | 0.42649
[10 empty] | 23.95% | 0.42648
[10 empty] | 23.95% | 0.42646
[10 empty] | 23.96% | 0.42645
[10 empty] | 23.96% | 0.42644
[10 empty] | 23.96% | 0.42644
[10 empty] | 23.97% | 0.42641
[10 empty] | 23.97% | 0.42637
[10 empty] | 23.97% | 0.42637
[10 empty] | 23.97% | 0.42635
[10 empty] | 23.98% | 0.42635
[10 empty] | 23.98% | 0.42634
[10 empty] | 23.98% | 0.42634
[10 empty] | 23.99% | 0.42634
[10 empty] | 23.99% | 0.42631
[10 empty] | 23.99% | 0.42628
[10 empty] | 23.99% | 0.42628
[10 empty] | 24% | 0.42628
[10 empty] | 24% | 0.42625
[10 empty] | 24% | 0.42623
[10 empty] | 24.01% | 0.42619
[10 empty] | 24.01% | 0.42618
[10 empty] | 24.01% | 0.42618
[10 empty] | 24.01% | 0.42617
[10 empty] | 24.02% | 0.42616
[10 empty] | 24.02% | 0.42614
[10 empty] | 24.02% | 0.42614
[10 empty] | 24.03% | 0.42612
[10 empty] | 24.03% | 0.42609
[10 empty] | 24.03% | 0.42608
[10 empty] | 24.03% | 0.42608
[10 empty] | 24.04% | 0.42608
[10 empty] | 24.04% | 0.42606
[10 empty] | 24.04% | 0.42604
[10 empty] | 24.05% | 0.42603
[10 empty] | 24.05% | 0.42603
[10 empty] | 24.05% | 0.42603
[10 empty] | 24.05% | 0.42602
[10 empty] | 24.06% | 0.42602
[10 empty] | 24.06% | 0.426
[10 empty] | 24.06% | 0.426
[10 empty] | 24.07% | 0.42598
[10 empty] | 24.07% | 0.42598
[10 empty] | 24.07% | 0.42596
[10 empty] | 24.07% | 0.42594
[10 empty] | 24.08% | 0.42594
[10 empty] | 24.08% | 0.42593
[10 empty] | 24.08% | 0.42592
[10 empty] | 24.09% | 0.4259
[10 empty] | 24.09% | 0.42587
[10 empty] | 24.09% | 0.42583
[10 empty] | 24.09% | 0.42582
[10 empty] | 24.1% | 0.4258
[10 empty] | 24.1% | 0.4258
[10 empty] | 24.1% | 0.42578
[10 empty] | 24.11% | 0.42578
[10 empty] | 24.11% | 0.42577
[10 empty] | 24.11% | 0.42574
[10 empty] | 24.11% | 0.42574
[10 empty] | 24.12% | 0.42574
[10 empty] | 24.12% | 0.42573
[10 empty] | 24.12% | 0.4257
[10 empty] | 24.13% | 0.42569
[10 empty] | 24.13% | 0.42566
[10 empty] | 24.13% | 0.42563
[10 empty] | 24.13% | 0.42561
[10 empty] | 24.14% | 0.42561
[10 empty] | 24.14% | 0.4256
[10 empty] | 24.14% | 0.4256
[10 empty] | 24.15% | 0.42559
[10 empty] | 24.15% | 0.42558
[10 empty] | 24.15% | 0.42558
[10 empty] | 24.15% | 0.42557
[10 empty] | 24.16% | 0.42557
[10 empty] | 24.16% | 0.42557
[10 empty] | 24.16% | 0.42554
[10 empty] | 24.17% | 0.42554
[10 empty] | 24.17% | 0.42554
[10 empty] | 24.17% | 0.42552
[10 empty] | 24.17% | 0.42552
[10 empty] | 24.18% | 0.42547
[10 empty] | 24.18% | 0.42547
[10 empty] | 24.18% | 0.42546
[10 empty] | 24.19% | 0.42546
[10 empty] | 24.19% | 0.42545
[10 empty] | 24.19% | 0.42545
[10 empty] | 24.19% | 0.42544
[10 empty] | 24.2% | 0.42542
[10 empty] | 24.2% | 0.42542
[10 empty] | 24.2% | 0.42542
[10 empty] | 24.21% | 0.42541
[10 empty] | 24.21% | 0.42541
[10 empty] | 24.21% | 0.42541
[10 empty] | 24.21% | 0.42541
[10 empty] | 24.22% | 0.42539
[10 empty] | 24.22% | 0.42538
[10 empty] | 24.22% | 0.42538
[10 empty] | 24.23% | 0.42536
[10 empty] | 24.23% | 0.42535
[10 empty] | 24.23% | 0.42533
[10 empty] | 24.23% | 0.42532
[10 empty] | 24.24% | 0.42529
[10 empty] | 24.24% | 0.42528
[10 empty] | 24.24% | 0.42527
[10 empty] | 24.25% | 0.42526
[10 empty] | 24.25% | 0.42525
[10 empty] | 24.25% | 0.42524
[10 empty] | 24.25% | 0.42522
[10 empty] | 24.26% | 0.42521
[10 empty] | 24.26% | 0.42521
[10 empty] | 24.26% | 0.4252
[10 empty] | 24.27% | 0.4252
[10 empty] | 24.27% | 0.42519
[10 empty] | 24.27% | 0.42519
[10 empty] | 24.27% | 0.42517
[10 empty] | 24.28% | 0.42517
[10 empty] | 24.28% | 0.42515
[10 empty] | 24.28% | 0.42513
[10 empty] | 24.29% | 0.42512
[10 empty] | 24.29% | 0.42508
[10 empty] | 24.29% | 0.42505
[10 empty] | 24.29% | 0.42505
[10 empty] | 24.3% | 0.42504
[10 empty] | 24.3% | 0.42502
[10 empty] | 24.3% | 0.42501
[10 empty] | 24.31% | 0.42499
[10 empty] | 24.31% | 0.42499
[10 empty] | 24.31% | 0.42498
[10 empty] | 24.31% | 0.42498
[10 empty] | 24.32% | 0.42496
[10 empty] | 24.32% | 0.42495
[10 empty] | 24.32% | 0.42494
[10 empty] | 24.33% | 0.42493
[10 empty] | 24.33% | 0.42492
[10 empty] | 24.33% | 0.42492
[10 empty] | 24.33% | 0.42492
[10 empty] | 24.34% | 0.4249
[10 empty] | 24.34% | 0.42488
[10 empty] | 24.34% | 0.42488
[10 empty] | 24.35% | 0.42487
[10 empty] | 24.35% | 0.42486
[10 empty] | 24.35% | 0.42485
[10 empty] | 24.35% | 0.42484
[10 empty] | 24.36% | 0.42483
[10 empty] | 24.36% | 0.42482
[10 empty] | 24.36% | 0.42482
[10 empty] | 24.37% | 0.42482
[10 empty] | 24.37% | 0.42479
[10 empty] | 24.37% | 0.42478
[10 empty] | 24.37% | 0.42477
[10 empty] | 24.38% | 0.42476
[10 empty] | 24.38% | 0.42476
[10 empty] | 24.38% | 0.42474
[10 empty] | 24.39% | 0.42473
[10 empty] | 24.39% | 0.42472
[10 empty] | 24.39% | 0.42472
[10 empty] | 24.39% | 0.4247
[10 empty] | 24.4% | 0.42467
[10 empty] | 24.4% | 0.42466
[10 empty] | 24.4% | 0.42466
[10 empty] | 24.4% | 0.42465
[10 empty] | 24.41% | 0.42464
[10 empty] | 24.41% | 0.42461
[10 empty] | 24.41% | 0.4246
[10 empty] | 24.42% | 0.4246
[10 empty] | 24.42% | 0.42458
[10 empty] | 24.42% | 0.42457
[10 empty] | 24.42% | 0.42455
[10 empty] | 24.43% | 0.42452
[10 empty] | 24.43% | 0.4245
[10 empty] | 24.43% | 0.42449
[10 empty] | 24.44% | 0.42442
[10 empty] | 24.44% | 0.42441
[10 empty] | 24.44% | 0.4244
[10 empty] | 24.44% | 0.4244
[10 empty] | 24.45% | 0.4244
[10 empty] | 24.45% | 0.42439
[10 empty] | 24.45% | 0.42438
[10 empty] | 24.46% | 0.42436
[10 empty] | 24.46% | 0.42428
[10 empty] | 24.46% | 0.42425
[10 empty] | 24.46% | 0.42424
[10 empty] | 24.47% | 0.42424
[10 empty] | 24.47% | 0.42422
[10 empty] | 24.47% | 0.42421
[10 empty] | 24.48% | 0.4242
[10 empty] | 24.48% | 0.4242
[10 empty] | 24.48% | 0.42419
[10 empty] | 24.48% | 0.42418
[10 empty] | 24.49% | 0.42416
[10 empty] | 24.49% | 0.42416
[10 empty] | 24.49% | 0.42416
[10 empty] | 24.5% | 0.42413
[10 empty] | 24.5% | 0.42412
[10 empty] | 24.5% | 0.4241
[10 empty] | 24.5% | 0.42409
[10 empty] | 24.51% | 0.42405
[10 empty] | 24.51% | 0.42405
[10 empty] | 24.51% | 0.42403
[10 empty] | 24.52% | 0.424
[10 empty] | 24.52% | 0.42399
[10 empty] | 24.52% | 0.42398
[10 empty] | 24.52% | 0.42398
[10 empty] | 24.53% | 0.42397
[10 empty] | 24.53% | 0.42397
[10 empty] | 24.53% | 0.42396
[10 empty] | 24.54% | 0.42395
[10 empty] | 24.54% | 0.42395
[10 empty] | 24.54% | 0.42393
[10 empty] | 24.54% | 0.42392
[10 empty] | 24.55% | 0.42392
[10 empty] | 24.55% | 0.42392
[10 empty] | 24.55% | 0.42391
[10 empty] | 24.56% | 0.4239
[10 empty] | 24.56% | 0.42387
[10 empty] | 24.56% | 0.42386
[10 empty] | 24.56% | 0.42385
[10 empty] | 24.57% | 0.42384
[10 empty] | 24.57% | 0.42382
[10 empty] | 24.57% | 0.42382
[10 empty] | 24.58% | 0.42382
[10 empty] | 24.58% | 0.42381
[10 empty] | 24.58% | 0.42374
[10 empty] | 24.58% | 0.42373
[10 empty] | 24.59% | 0.42373
[10 empty] | 24.59% | 0.42372
[10 empty] | 24.59% | 0.42372
[10 empty] | 24.6% | 0.4237
[10 empty] | 24.6% | 0.4237
[10 empty] | 24.6% | 0.42368
[10 empty] | 24.6% | 0.42366
[10 empty] | 24.61% | 0.42366
[10 empty] | 24.61% | 0.42362
[10 empty] | 24.61% | 0.42362
[10 empty] | 24.62% | 0.42361
[10 empty] | 24.62% | 0.42361
[10 empty] | 24.62% | 0.42361
[10 empty] | 24.62% | 0.4236
[10 empty] | 24.63% | 0.42358
[10 empty] | 24.63% | 0.42355
[10 empty] | 24.63% | 0.42355
[10 empty] | 24.64% | 0.42355
[10 empty] | 24.64% | 0.4235
[10 empty] | 24.64% | 0.42349
[10 empty] | 24.64% | 0.42347
[10 empty] | 24.65% | 0.42346
[10 empty] | 24.65% | 0.42345
[10 empty] | 24.65% | 0.42344
[10 empty] | 24.66% | 0.42343
[10 empty] | 24.66% | 0.42342
[10 empty] | 24.66% | 0.42339
[10 empty] | 24.66% | 0.42338
[10 empty] | 24.67% | 0.42337
[10 empty] | 24.67% | 0.42337
[10 empty] | 24.67% | 0.42334
[10 empty] | 24.68% | 0.42333
[10 empty] | 24.68% | 0.42333
[10 empty] | 24.68% | 0.42331
[10 empty] | 24.68% | 0.42329
[10 empty] | 24.69% | 0.42329
[10 empty] | 24.69% | 0.42327
[10 empty] | 24.69% | 0.42325
[10 empty] | 24.7% | 0.42325
[10 empty] | 24.7% | 0.42324
[10 empty] | 24.7% | 0.42322
[10 empty] | 24.7% | 0.42322
[10 empty] | 24.71% | 0.42321
[10 empty] | 24.71% | 0.42321
[10 empty] | 24.71% | 0.42319
[10 empty] | 24.72% | 0.42319
[10 empty] | 24.72% | 0.42319
[10 empty] | 24.72% | 0.42318
[10 empty] | 24.72% | 0.42317
[10 empty] | 24.73% | 0.42317
[10 empty] | 24.73% | 0.42316
[10 empty] | 24.73% | 0.42309
[10 empty] | 24.74% | 0.42308
[10 empty] | 24.74% | 0.42307
[10 empty] | 24.74% | 0.42305
[10 empty] | 24.74% | 0.42304
[10 empty] | 24.75% | 0.42303
[10 empty] | 24.75% | 0.42303
[10 empty] | 24.75% | 0.42302
[10 empty] | 24.76% | 0.42302
[10 empty] | 24.76% | 0.42302
[10 empty] | 24.76% | 0.42302
[10 empty] | 24.76% | 0.42301
[10 empty] | 24.77% | 0.423
[10 empty] | 24.77% | 0.423
[10 empty] | 24.77% | 0.42299
[10 empty] | 24.78% | 0.42298
[10 empty] | 24.78% | 0.42297
[10 empty] | 24.78% | 0.42297
[10 empty] | 24.78% | 0.42297
[10 empty] | 24.79% | 0.42296
[10 empty] | 24.79% | 0.42296
[10 empty] | 24.79% | 0.42295
[10 empty] | 24.8% | 0.42294
[10 empty] | 24.8% | 0.42293
[10 empty] | 24.8% | 0.42293
[10 empty] | 24.8% | 0.42292
[10 empty] | 24.81% | 0.42292
[10 empty] | 24.81% | 0.42292
[10 empty] | 24.81% | 0.42289
[10 empty] | 24.82% | 0.42285
[10 empty] | 24.82% | 0.42285
[10 empty] | 24.82% | 0.42284
[10 empty] | 24.82% | 0.42283
[10 empty] | 24.83% | 0.42281
[10 empty] | 24.83% | 0.42281
[10 empty] | 24.83% | 0.42281
[10 empty] | 24.84% | 0.42278
[10 empty] | 24.84% | 0.42278
[10 empty] | 24.84% | 0.42277
[10 empty] | 24.84% | 0.42277
[10 empty] | 24.85% | 0.42276
[10 empty] | 24.85% | 0.42275
[10 empty] | 24.85% | 0.42274
[10 empty] | 24.86% | 0.42272
[10 empty] | 24.86% | 0.42271
[10 empty] | 24.86% | 0.4227
[10 empty] | 24.86% | 0.42268
[10 empty] | 24.87% | 0.42267
[10 empty] | 24.87% | 0.42267
[10 empty] | 24.87% | 0.42266
[10 empty] | 24.88% | 0.42266
[10 empty] | 24.88% | 0.42265
[10 empty] | 24.88% | 0.42264
[10 empty] | 24.88% | 0.42262
[10 empty] | 24.89% | 0.42258
[10 empty] | 24.89% | 0.42258
[10 empty] | 24.89% | 0.42257
[10 empty] | 24.9% | 0.42257
[10 empty] | 24.9% | 0.42256
[10 empty] | 24.9% | 0.42254
[10 empty] | 24.9% | 0.42253
[10 empty] | 24.91% | 0.42251
[10 empty] | 24.91% | 0.42247
[10 empty] | 24.91% | 0.42246
[10 empty] | 24.92% | 0.42243
[10 empty] | 24.92% | 0.42237
[10 empty] | 24.92% | 0.42237
[10 empty] | 24.92% | 0.42235
[10 empty] | 24.93% | 0.42235
[10 empty] | 24.93% | 0.42232
[10 empty] | 24.93% | 0.4223
[10 empty] | 24.94% | 0.42229
[10 empty] | 24.94% | 0.42225
[10 empty] | 24.94% | 0.42221
[10 empty] | 24.94% | 0.4222
[10 empty] | 24.95% | 0.42219
[10 empty] | 24.95% | 0.42218
[10 empty] | 24.95% | 0.42218
[10 empty] | 24.96% | 0.42218
[10 empty] | 24.96% | 0.42217
[10 empty] | 24.96% | 0.42215
[10 empty] | 24.96% | 0.42214
[10 empty] | 24.97% | 0.42214
[10 empty] | 24.97% | 0.42212
[10 empty] | 24.97% | 0.42211
[10 empty] | 24.98% | 0.42209
[10 empty] | 24.98% | 0.42209
[10 empty] | 24.98% | 0.42209
[10 empty] | 24.98% | 0.42208
[10 empty] | 24.99% | 0.42207
[10 empty] | 24.99% | 0.42206
[10 empty] | 24.99% | 0.42206
[10 empty] | 25% | 0.42205
[10 empty] | 25% | 0.42201
[10 empty] | 25% | 0.42201
[10 empty] | 25% | 0.42198
[10 empty] | 25.01% | 0.42198
[10 empty] | 25.01% | 0.42197
[10 empty] | 25.01% | 0.42196
[10 empty] | 25.02% | 0.42193
[10 empty] | 25.02% | 0.42193
[10 empty] | 25.02% | 0.42192
[10 empty] | 25.02% | 0.4219
[10 empty] | 25.03% | 0.42189
[10 empty] | 25.03% | 0.42187
[10 empty] | 25.03% | 0.42187
[10 empty] | 25.04% | 0.42184
[10 empty] | 25.04% | 0.42183
[10 empty] | 25.04% | 0.42181
[10 empty] | 25.04% | 0.4218
[10 empty] | 25.05% | 0.4218
[10 empty] | 25.05% | 0.4218
[10 empty] | 25.05% | 0.42179
[10 empty] | 25.06% | 0.42178
[10 empty] | 25.06% | 0.42178
[10 empty] | 25.06% | 0.42177
[10 empty] | 25.06% | 0.42177
[10 empty] | 25.07% | 0.42176
[10 empty] | 25.07% | 0.42174
[10 empty] | 25.07% | 0.42174
[10 empty] | 25.08% | 0.42174
[10 empty] | 25.08% | 0.42174
[10 empty] | 25.08% | 0.42173
[10 empty] | 25.08% | 0.42173
[10 empty] | 25.09% | 0.42171
[10 empty] | 25.09% | 0.42171
[10 empty] | 25.09% | 0.42169
[10 empty] | 25.1% | 0.42167
[10 empty] | 25.1% | 0.42167
[10 empty] | 25.1% | 0.42165
[10 empty] | 25.1% | 0.42165
[10 empty] | 25.11% | 0.42163
[10 empty] | 25.11% | 0.42156
[10 empty] | 25.11% | 0.42155
[10 empty] | 25.12% | 0.42155
[10 empty] | 25.12% | 0.42152
[10 empty] | 25.12% | 0.42152
[10 empty] | 25.12% | 0.42149
[10 empty] | 25.13% | 0.42149
[10 empty] | 25.13% | 0.42149
[10 empty] | 25.13% | 0.42149
[10 empty] | 25.14% | 0.42148
[10 empty] | 25.14% | 0.42148
[10 empty] | 25.14% | 0.42145
[10 empty] | 25.14% | 0.42145
[10 empty] | 25.15% | 0.42144
[10 empty] | 25.15% | 0.42142
[10 empty] | 25.15% | 0.4214
[10 empty] | 25.16% | 0.42139
[10 empty] | 25.16% | 0.42137
[10 empty] | 25.16% | 0.42137
[10 empty] | 25.16% | 0.42136
[10 empty] | 25.17% | 0.42133
[10 empty] | 25.17% | 0.42133
[10 empty] | 25.17% | 0.42132
[10 empty] | 25.18% | 0.42132
[10 empty] | 25.18% | 0.42131
[10 empty] | 25.18% | 0.4213
[10 empty] | 25.18% | 0.42128
[10 empty] | 25.19% | 0.42127
[10 empty] | 25.19% | 0.42126
[10 empty] | 25.19% | 0.42126
[10 empty] | 25.2% | 0.42125
[10 empty] | 25.2% | 0.42123
[10 empty] | 25.2% | 0.42122
[10 empty] | 25.2% | 0.42122
[10 empty] | 25.21% | 0.42122
[10 empty] | 25.21% | 0.42121
[10 empty] | 25.21% | 0.42119
[10 empty] | 25.22% | 0.42118
[10 empty] | 25.22% | 0.42117
[10 empty] | 25.22% | 0.42116
[10 empty] | 25.22% | 0.42116
[10 empty] | 25.23% | 0.42111
[10 empty] | 25.23% | 0.4211
[10 empty] | 25.23% | 0.42108
[10 empty] | 25.24% | 0.42108
[10 empty] | 25.24% | 0.42107
[10 empty] | 25.24% | 0.42105
[10 empty] | 25.24% | 0.42104
[10 empty] | 25.25% | 0.42103
[10 empty] | 25.25% | 0.42103
[10 empty] | 25.25% | 0.42103
[10 empty] | 25.26% | 0.42103
[10 empty] | 25.26% | 0.42101
[10 empty] | 25.26% | 0.42101
[10 empty] | 25.26% | 0.42101
[10 empty] | 25.27% | 0.42099
[10 empty] | 25.27% | 0.42099
[10 empty] | 25.27% | 0.42099
[10 empty] | 25.28% | 0.42098
[10 empty] | 25.28% | 0.42097
[10 empty] | 25.28% | 0.42097
[10 empty] | 25.28% | 0.42096
[10 empty] | 25.29% | 0.42096
[10 empty] | 25.29% | 0.42096
[10 empty] | 25.29% | 0.42093
[10 empty] | 25.3% | 0.42093
[10 empty] | 25.3% | 0.42093
[10 empty] | 25.3% | 0.42092
[10 empty] | 25.3% | 0.42088
[10 empty] | 25.31% | 0.42087
[10 empty] | 25.31% | 0.42084
[10 empty] | 25.31% | 0.42083
[10 empty] | 25.32% | 0.42079
[10 empty] | 25.32% | 0.42079
[10 empty] | 25.32% | 0.42077
[10 empty] | 25.32% | 0.42076
[10 empty] | 25.33% | 0.42074
[10 empty] | 25.33% | 0.42073
[10 empty] | 25.33% | 0.42073
[10 empty] | 25.34% | 0.42073
[10 empty] | 25.34% | 0.42072
[10 empty] | 25.34% | 0.4207
[10 empty] | 25.34% | 0.4207
[10 empty] | 25.35% | 0.42068
[10 empty] | 25.35% | 0.42067
[10 empty] | 25.35% | 0.42067
[10 empty] | 25.36% | 0.42066
[10 empty] | 25.36% | 0.42064
[10 empty] | 25.36% | 0.42064
[10 empty] | 25.36% | 0.42064
[10 empty] | 25.37% | 0.42064
[10 empty] | 25.37% | 0.42063
[10 empty] | 25.37% | 0.42062
[10 empty] | 25.38% | 0.42061
[10 empty] | 25.38% | 0.4206
[10 empty] | 25.38% | 0.4206
[10 empty] | 25.38% | 0.42058
[10 empty] | 25.39% | 0.42058
[10 empty] | 25.39% | 0.42057
[10 empty] | 25.39% | 0.42057
[10 empty] | 25.4% | 0.42054
[10 empty] | 25.4% | 0.42053
[10 empty] | 25.4% | 0.42053
[10 empty] | 25.4% | 0.42052
[10 empty] | 25.41% | 0.42052
[10 empty] | 25.41% | 0.42052
[10 empty] | 25.41% | 0.42051
[10 empty] | 25.42% | 0.42051
[10 empty] | 25.42% | 0.42051
[10 empty] | 25.42% | 0.4205
[10 empty] | 25.42% | 0.4205
[10 empty] | 25.43% | 0.42049
[10 empty] | 25.43% | 0.42048
[10 empty] | 25.43% | 0.42048
[10 empty] | 25.44% | 0.42048
[10 empty] | 25.44% | 0.42044
[10 empty] | 25.44% | 0.42044
[10 empty] | 25.44% | 0.42043
[10 empty] | 25.45% | 0.42042
[10 empty] | 25.45% | 0.42041
[10 empty] | 25.45% | 0.4204
[10 empty] | 25.46% | 0.4204
[10 empty] | 25.46% | 0.42036
[10 empty] | 25.46% | 0.42035
[10 empty] | 25.46% | 0.42035
[10 empty] | 25.47% | 0.42034
[10 empty] | 25.47% | 0.42033
[10 empty] | 25.47% | 0.42032
[10 empty] | 25.48% | 0.4203
[10 empty] | 25.48% | 0.4203
[10 empty] | 25.48% | 0.42029
[10 empty] | 25.48% | 0.42028
[10 empty] | 25.49% | 0.42027
[10 empty] | 25.49% | 0.42025
[10 empty] | 25.49% | 0.42024
[10 empty] | 25.5% | 0.42023
[10 empty] | 25.5% | 0.42018
[10 empty] | 25.5% | 0.42017
[10 empty] | 25.5% | 0.42014
[10 empty] | 25.51% | 0.42014
[10 empty] | 25.51% | 0.42012
[10 empty] | 25.51% | 0.42011
[10 empty] | 25.52% | 0.42011
[10 empty] | 25.52% | 0.42011
[10 empty] | 25.52% | 0.4201
[10 empty] | 25.52% | 0.42005
[10 empty] | 25.53% | 0.42005
[10 empty] | 25.53% | 0.42004
[10 empty] | 25.53% | 0.42004
[10 empty] | 25.54% | 0.42003
[10 empty] | 25.54% | 0.42002
[10 empty] | 25.54% | 0.42001
[10 empty] | 25.54% | 0.42001
[10 empty] | 25.55% | 0.42001
[10 empty] | 25.55% | 0.42
[10 empty] | 25.55% | 0.41995
[10 empty] | 25.56% | 0.41991
[10 empty] | 25.56% | 0.41991
[10 empty] | 25.56% | 0.4199
[10 empty] | 25.56% | 0.41989
[10 empty] | 25.57% | 0.41986
[10 empty] | 25.57% | 0.41981
[10 empty] | 25.57% | 0.41981
[10 empty] | 25.58% | 0.41981
[10 empty] | 25.58% | 0.4198
[10 empty] | 25.58% | 0.41979
[10 empty] | 25.58% | 0.41979
[10 empty] | 25.59% | 0.41979
[10 empty] | 25.59% | 0.41978
[10 empty] | 25.59% | 0.41978
[10 empty] | 25.6% | 0.41977
[10 empty] | 25.6% | 0.41976
[10 empty] | 25.6% | 0.41975
[10 empty] | 25.6% | 0.41974
[10 empty] | 25.61% | 0.41971
[10 empty] | 25.61% | 0.4197
[10 empty] | 25.61% | 0.4197
[10 empty] | 25.61% | 0.41968
[10 empty] | 25.62% | 0.41967
[10 empty] | 25.62% | 0.41967
[10 empty] | 25.62% | 0.41966
[10 empty] | 25.63% | 0.41964
[10 empty] | 25.63% | 0.41962
[10 empty] | 25.63% | 0.41961
[10 empty] | 25.63% | 0.41961
[10 empty] | 25.64% | 0.41961
[10 empty] | 25.64% | 0.41961
[10 empty] | 25.64% | 0.4196
[10 empty] | 25.65% | 0.41958
[10 empty] | 25.65% | 0.41957
[10 empty] | 25.65% | 0.41957
[10 empty] | 25.65% | 0.41956
[10 empty] | 25.66% | 0.41952
[10 empty] | 25.66% | 0.4195
[10 empty] | 25.66% | 0.41949
[10 empty] | 25.67% | 0.41945
[10 empty] | 25.67% | 0.4194
[10 empty] | 25.67% | 0.41936
[10 empty] | 25.67% | 0.41935
[10 empty] | 25.68% | 0.41932
[10 empty] | 25.68% | 0.41932
[10 empty] | 25.68% | 0.4193
[10 empty] | 25.69% | 0.41928
[10 empty] | 25.69% | 0.41927
[10 empty] | 25.69% | 0.41926
[10 empty] | 25.69% | 0.41922
[10 empty] | 25.7% | 0.41922
[10 empty] | 25.7% | 0.4192
[10 empty] | 25.7% | 0.41919
[10 empty] | 25.71% | 0.41917
[10 empty] | 25.71% | 0.41914
[10 empty] | 25.71% | 0.41911
[10 empty] | 25.71% | 0.41911
[10 empty] | 25.72% | 0.4191
[10 empty] | 25.72% | 0.4191
[10 empty] | 25.72% | 0.41909
[10 empty] | 25.73% | 0.41908
[10 empty] | 25.73% | 0.41908
[10 empty] | 25.73% | 0.41906
[10 empty] | 25.73% | 0.41906
[10 empty] | 25.74% | 0.41904
[10 empty] | 25.74% | 0.41902
[10 empty] | 25.74% | 0.41901
[10 empty] | 25.75% | 0.41899
[10 empty] | 25.75% | 0.41899
[10 empty] | 25.75% | 0.41897
[10 empty] | 25.75% | 0.41897
[10 empty] | 25.76% | 0.41894
[10 empty] | 25.76% | 0.41894
[10 empty] | 25.76% | 0.41892
[10 empty] | 25.77% | 0.41892
[10 empty] | 25.77% | 0.4189
[10 empty] | 25.77% | 0.41888
[10 empty] | 25.77% | 0.41888
[10 empty] | 25.78% | 0.41886
[10 empty] | 25.78% | 0.41886
[10 empty] | 25.78% | 0.41886
[10 empty] | 25.79% | 0.41883
[10 empty] | 25.79% | 0.41882
[10 empty] | 25.79% | 0.41882
[10 empty] | 25.79% | 0.41879
[10 empty] | 25.8% | 0.41875
[10 empty] | 25.8% | 0.41875
[10 empty] | 25.8% | 0.41874
[10 empty] | 25.81% | 0.41873
[10 empty] | 25.81% | 0.41872
[10 empty] | 25.81% | 0.41871
[10 empty] | 25.81% | 0.41868
[10 empty] | 25.82% | 0.41867
[10 empty] | 25.82% | 0.41865
[10 empty] | 25.82% | 0.41864
[10 empty] | 25.83% | 0.41864
[10 empty] | 25.83% | 0.41862
[10 empty] | 25.83% | 0.41852
[10 empty] | 25.83% | 0.41852
[10 empty] | 25.84% | 0.41851
[10 empty] | 25.84% | 0.4185
[10 empty] | 25.84% | 0.41847
[10 empty] | 25.85% | 0.41846
[10 empty] | 25.85% | 0.41843
[10 empty] | 25.85% | 0.41843
[10 empty] | 25.85% | 0.41843
[10 empty] | 25.86% | 0.41838
[10 empty] | 25.86% | 0.41838
[10 empty] | 25.86% | 0.41838
[10 empty] | 25.87% | 0.41836
[10 empty] | 25.87% | 0.41836
[10 empty] | 25.87% | 0.41835
[10 empty] | 25.87% | 0.41833
[10 empty] | 25.88% | 0.41833
[10 empty] | 25.88% | 0.41833
[10 empty] | 25.88% | 0.41833
[10 empty] | 25.89% | 0.41828
[10 empty] | 25.89% | 0.41828
[10 empty] | 25.89% | 0.41823
[10 empty] | 25.89% | 0.41821
[10 empty] | 25.9% | 0.41821
[10 empty] | 25.9% | 0.41818
[10 empty] | 25.9% | 0.41816
[10 empty] | 25.91% | 0.41813
[10 empty] | 25.91% | 0.41813
[10 empty] | 25.91% | 0.41813
[10 empty] | 25.91% | 0.41811
[10 empty] | 25.92% | 0.41809
[10 empty] | 25.92% | 0.41808
[10 empty] | 25.92% | 0.41805
[10 empty] | 25.93% | 0.41803
[10 empty] | 25.93% | 0.41802
[10 empty] | 25.93% | 0.41802
[10 empty] | 25.93% | 0.41801
[10 empty] | 25.94% | 0.41801
[10 empty] | 25.94% | 0.41801
[10 empty] | 25.94% | 0.41799
[10 empty] | 25.95% | 0.41798
[10 empty] | 25.95% | 0.41798
[10 empty] | 25.95% | 0.41797
[10 empty] | 25.95% | 0.41797
[10 empty] | 25.96% | 0.41797
[10 empty] | 25.96% | 0.41794
[10 empty] | 25.96% | 0.41794
[10 empty] | 25.97% | 0.41792
[10 empty] | 25.97% | 0.41791
[10 empty] | 25.97% | 0.41791
[10 empty] | 25.97% | 0.41789
[10 empty] | 25.98% | 0.41789
[10 empty] | 25.98% | 0.41787
[10 empty] | 25.98% | 0.41786
[10 empty] | 25.99% | 0.41785
[10 empty] | 25.99% | 0.41784
[10 empty] | 25.99% | 0.41782
[10 empty] | 25.99% | 0.41782
[10 empty] | 26% | 0.41781
[10 empty] | 26% | 0.41781
[10 empty] | 26% | 0.41781
[10 empty] | 26.01% | 0.4178
[10 empty] | 26.01% | 0.4178
[10 empty] | 26.01% | 0.41779
[10 empty] | 26.01% | 0.41779
[10 empty] | 26.02% | 0.41776
[10 empty] | 26.02% | 0.41775
[10 empty] | 26.02% | 0.41775
[10 empty] | 26.03% | 0.41775
[10 empty] | 26.03% | 0.41774
[10 empty] | 26.03% | 0.41772
[10 empty] | 26.03% | 0.41772
[10 empty] | 26.04% | 0.41766
[10 empty] | 26.04% | 0.41766
[10 empty] | 26.04% | 0.41764
[10 empty] | 26.05% | 0.41763
[10 empty] | 26.05% | 0.41761
[10 empty] | 26.05% | 0.41757
[10 empty] | 26.05% | 0.41751
[10 empty] | 26.06% | 0.4175
[10 empty] | 26.06% | 0.41749
[10 empty] | 26.06% | 0.41749
[10 empty] | 26.07% | 0.41747
[10 empty] | 26.07% | 0.41746
[10 empty] | 26.07% | 0.41746
[10 empty] | 26.07% | 0.41746
[10 empty] | 26.08% | 0.41746
[10 empty] | 26.08% | 0.41745
[10 empty] | 26.08% | 0.41744
[10 empty] | 26.09% | 0.41744
[10 empty] | 26.09% | 0.41743
[10 empty] | 26.09% | 0.41741
[10 empty] | 26.09% | 0.41741
[10 empty] | 26.1% | 0.41739
[10 empty] | 26.1% | 0.41738
[10 empty] | 26.1% | 0.41736
[10 empty] | 26.11% | 0.41735
[10 empty] | 26.11% | 0.41735
[10 empty] | 26.11% | 0.41734
[10 empty] | 26.11% | 0.41733
[10 empty] | 26.12% | 0.41731
[10 empty] | 26.12% | 0.41731
[10 empty] | 26.12% | 0.41731
[10 empty] | 26.13% | 0.4173
[10 empty] | 26.13% | 0.41729
[10 empty] | 26.13% | 0.41729
[10 empty] | 26.13% | 0.41728
[10 empty] | 26.14% | 0.41727
[10 empty] | 26.14% | 0.41727
[10 empty] | 26.14% | 0.41727
[10 empty] | 26.15% | 0.41725
[10 empty] | 26.15% | 0.41724
[10 empty] | 26.15% | 0.41723
[10 empty] | 26.15% | 0.41721
[10 empty] | 26.16% | 0.41721
[10 empty] | 26.16% | 0.41721
[10 empty] | 26.16% | 0.4172
[10 empty] | 26.17% | 0.41719
[10 empty] | 26.17% | 0.41719
[10 empty] | 26.17% | 0.41719
[10 empty] | 26.17% | 0.41718
[10 empty] | 26.18% | 0.41718
[10 empty] | 26.18% | 0.41715
[10 empty] | 26.18% | 0.41715
[10 empty] | 26.19% | 0.41714
[10 empty] | 26.19% | 0.41714
[10 empty] | 26.19% | 0.41713
[10 empty] | 26.19% | 0.41712
[10 empty] | 26.2% | 0.41712
[10 empty] | 26.2% | 0.41712
[10 empty] | 26.2% | 0.41709
[10 empty] | 26.21% | 0.41706
[10 empty] | 26.21% | 0.41706
[10 empty] | 26.21% | 0.41704
[10 empty] | 26.21% | 0.41704
[10 empty] | 26.22% | 0.41703
[10 empty] | 26.22% | 0.41701
[10 empty] | 26.22% | 0.417
[10 empty] | 26.23% | 0.41699
[10 empty] | 26.23% | 0.41698
[10 empty] | 26.23% | 0.41697
[10 empty] | 26.23% | 0.41695
[10 empty] | 26.24% | 0.41695
[10 empty] | 26.24% | 0.41694
[10 empty] | 26.24% | 0.41693
[10 empty] | 26.25% | 0.41692
[10 empty] | 26.25% | 0.41691
[10 empty] | 26.25% | 0.4169
[10 empty] | 26.25% | 0.41687
[10 empty] | 26.26% | 0.41687
[10 empty] | 26.26% | 0.41686
[10 empty] | 26.26% | 0.41686
[10 empty] | 26.27% | 0.41681
[10 empty] | 26.27% | 0.41681
[10 empty] | 26.27% | 0.4168
[10 empty] | 26.27% | 0.41679
[10 empty] | 26.28% | 0.41679
[10 empty] | 26.28% | 0.41677
[10 empty] | 26.28% | 0.41677
[10 empty] | 26.29% | 0.41677
[10 empty] | 26.29% | 0.41676
[10 empty] | 26.29% | 0.41673
[10 empty] | 26.29% | 0.41672
[10 empty] | 26.3% | 0.41671
[10 empty] | 26.3% | 0.4167
[10 empty] | 26.3% | 0.41669
[10 empty] | 26.31% | 0.41669
[10 empty] | 26.31% | 0.41667
[10 empty] | 26.31% | 0.41664
[10 empty] | 26.31% | 0.41663
[10 empty] | 26.32% | 0.41663
[10 empty] | 26.32% | 0.41663
[10 empty] | 26.32% | 0.41662
[10 empty] | 26.33% | 0.41661
[10 empty] | 26.33% | 0.4166
[10 empty] | 26.33% | 0.41658
[10 empty] | 26.33% | 0.41658
[10 empty] | 26.34% | 0.41657
[10 empty] | 26.34% | 0.41657
[10 empty] | 26.34% | 0.41657
[10 empty] | 26.35% | 0.41656
[10 empty] | 26.35% | 0.41655
[10 empty] | 26.35% | 0.41654
[10 empty] | 26.35% | 0.41653
[10 empty] | 26.36% | 0.41653
[10 empty] | 26.36% | 0.41652
[10 empty] | 26.36% | 0.41652
[10 empty] | 26.37% | 0.41652
[10 empty] | 26.37% | 0.41651
[10 empty] | 26.37% | 0.41651
[10 empty] | 26.37% | 0.41649
[10 empty] | 26.38% | 0.41648
[10 empty] | 26.38% | 0.41647
[10 empty] | 26.38% | 0.41644
[10 empty] | 26.39% | 0.41644
[10 empty] | 26.39% | 0.41644
[10 empty] | 26.39% | 0.41644
[10 empty] | 26.39% | 0.41642
[10 empty] | 26.4% | 0.41641
[10 empty] | 26.4% | 0.41641
[10 empty] | 26.4% | 0.41639
[10 empty] | 26.41% | 0.41639
[10 empty] | 26.41% | 0.41639
[10 empty] | 26.41% | 0.41639
[10 empty] | 26.41% | 0.41638
[10 empty] | 26.42% | 0.41637
[10 empty] | 26.42% | 0.41636
[10 empty] | 26.42% | 0.41631
[10 empty] | 26.43% | 0.41631
[10 empty] | 26.43% | 0.41631
[10 empty] | 26.43% | 0.4163
[10 empty] | 26.43% | 0.41629
[10 empty] | 26.44% | 0.41629
[10 empty] | 26.44% | 0.41628
[10 empty] | 26.44% | 0.41624
[10 empty] | 26.45% | 0.41622
[10 empty] | 26.45% | 0.41622
[10 empty] | 26.45% | 0.41622
[10 empty] | 26.45% | 0.41622
[10 empty] | 26.46% | 0.41621
[10 empty] | 26.46% | 0.41617
[10 empty] | 26.46% | 0.41615
[10 empty] | 26.47% | 0.41615
[10 empty] | 26.47% | 0.41615
[10 empty] | 26.47% | 0.41614
[10 empty] | 26.47% | 0.41613
[10 empty] | 26.48% | 0.41612
[10 empty] | 26.48% | 0.41609
[10 empty] | 26.48% | 0.41609
[10 empty] | 26.49% | 0.41606
[10 empty] | 26.49% | 0.41606
[10 empty] | 26.49% | 0.41604
[10 empty] | 26.49% | 0.41604
[10 empty] | 26.5% | 0.41602
[10 empty] | 26.5% | 0.41602
[10 empty] | 26.5% | 0.41601
[10 empty] | 26.51% | 0.41601
[10 empty] | 26.51% | 0.41597
[10 empty] | 26.51% | 0.41597
[10 empty] | 26.51% | 0.41595
[10 empty] | 26.52% | 0.41593
[10 empty] | 26.52% | 0.41593
[10 empty] | 26.52% | 0.4159
[10 empty] | 26.53% | 0.41589
[10 empty] | 26.53% | 0.41588
[10 empty] | 26.53% | 0.41586
[10 empty] | 26.53% | 0.41585
[10 empty] | 26.54% | 0.41584
[10 empty] | 26.54% | 0.41583
[10 empty] | 26.54% | 0.41583
[10 empty] | 26.55% | 0.41583
[10 empty] | 26.55% | 0.41581
[10 empty] | 26.55% | 0.41581
[10 empty] | 26.55% | 0.4158
[10 empty] | 26.56% | 0.41577
[10 empty] | 26.56% | 0.41576
[10 empty] | 26.56% | 0.41575
[10 empty] | 26.57% | 0.41574
[10 empty] | 26.57% | 0.4157
[10 empty] | 26.57% | 0.4157
[10 empty] | 26.57% | 0.41569
[10 empty] | 26.58% | 0.41568
[10 empty] | 26.58% | 0.41567
[10 empty] | 26.58% | 0.41566
[10 empty] | 26.59% | 0.41566
[10 empty] | 26.59% | 0.41565
[10 empty] | 26.59% | 0.41565
[10 empty] | 26.59% | 0.41564
[10 empty] | 26.6% | 0.41562
[10 empty] | 26.6% | 0.41557
[10 empty] | 26.6% | 0.41557
[10 empty] | 26.61% | 0.41557
[10 empty] | 26.61% | 0.41556
[10 empty] | 26.61% | 0.41556
[10 empty] | 26.61% | 0.41553
[10 empty] | 26.62% | 0.41553
[10 empty] | 26.62% | 0.41552
[10 empty] | 26.62% | 0.41552
[10 empty] | 26.63% | 0.41551
[10 empty] | 26.63% | 0.4155
[10 empty] | 26.63% | 0.4155
[10 empty] | 26.63% | 0.41547
[10 empty] | 26.64% | 0.41546
[10 empty] | 26.64% | 0.41545
[10 empty] | 26.64% | 0.41542
[10 empty] | 26.65% | 0.41541
[10 empty] | 26.65% | 0.41541
[10 empty] | 26.65% | 0.41541
[10 empty] | 26.65% | 0.4154
[10 empty] | 26.66% | 0.41539
[10 empty] | 26.66% | 0.41539
[10 empty] | 26.66% | 0.41537
[10 empty] | 26.67% | 0.41536
[10 empty] | 26.67% | 0.41535
[10 empty] | 26.67% | 0.41535
[10 empty] | 26.67% | 0.41533
[10 empty] | 26.68% | 0.41533
[10 empty] | 26.68% | 0.41532
[10 empty] | 26.68% | 0.41531
[10 empty] | 26.69% | 0.41529
[10 empty] | 26.69% | 0.41529
[10 empty] | 26.69% | 0.41529
[10 empty] | 26.69% | 0.41526
[10 empty] | 26.7% | 0.41525
[10 empty] | 26.7% | 0.41519
[10 empty] | 26.7% | 0.41519
[10 empty] | 26.71% | 0.41518
[10 empty] | 26.71% | 0.41516
[10 empty] | 26.71% | 0.41513
[10 empty] | 26.71% | 0.41512
[10 empty] | 26.72% | 0.41511
[10 empty] | 26.72% | 0.41511
[10 empty] | 26.72% | 0.41511
[10 empty] | 26.73% | 0.41508
[10 empty] | 26.73% | 0.41508
[10 empty] | 26.73% | 0.41508
[10 empty] | 26.73% | 0.41507
[10 empty] | 26.74% | 0.41506
[10 empty] | 26.74% | 0.41505
[10 empty] | 26.74% | 0.41505
[10 empty] | 26.75% | 0.41501
[10 empty] | 26.75% | 0.41501
[10 empty] | 26.75% | 0.41498
[10 empty] | 26.75% | 0.41496
[10 empty] | 26.76% | 0.41496
[10 empty] | 26.76% | 0.41496
[10 empty] | 26.76% | 0.41496
[10 empty] | 26.77% | 0.41491
[10 empty] | 26.77% | 0.41491
[10 empty] | 26.77% | 0.41491
[10 empty] | 26.77% | 0.41491
[10 empty] | 26.78% | 0.41489
[10 empty] | 26.78% | 0.41486
[10 empty] | 26.78% | 0.41485
[10 empty] | 26.79% | 0.41483
[10 empty] | 26.79% | 0.41482
[10 empty] | 26.79% | 0.41482
[10 empty] | 26.79% | 0.41481
[10 empty] | 26.8% | 0.41479
[10 empty] | 26.8% | 0.41479
[10 empty] | 26.8% | 0.41478
[10 empty] | 26.8% | 0.41478
[10 empty] | 26.81% | 0.41477
[10 empty] | 26.81% | 0.41476
[10 empty] | 26.81% | 0.41476
[10 empty] | 26.82% | 0.41475
[10 empty] | 26.82% | 0.41474
[10 empty] | 26.82% | 0.41472
[10 empty] | 26.82% | 0.41471
[10 empty] | 26.83% | 0.41471
[10 empty] | 26.83% | 0.4147
[10 empty] | 26.83% | 0.4147
[10 empty] | 26.84% | 0.41469
[10 empty] | 26.84% | 0.41469
[10 empty] | 26.84% | 0.41469
[10 empty] | 26.84% | 0.41468
[10 empty] | 26.85% | 0.41468
[10 empty] | 26.85% | 0.41467
[10 empty] | 26.85% | 0.41466
[10 empty] | 26.86% | 0.41465
[10 empty] | 26.86% | 0.41465
[10 empty] | 26.86% | 0.41463
[10 empty] | 26.86% | 0.41463
[10 empty] | 26.87% | 0.41462
[10 empty] | 26.87% | 0.41461
[10 empty] | 26.87% | 0.41461
[10 empty] | 26.88% | 0.4146
[10 empty] | 26.88% | 0.4146
[10 empty] | 26.88% | 0.4146
[10 empty] | 26.88% | 0.41459
[10 empty] | 26.89% | 0.41458
[10 empty] | 26.89% | 0.41456
[10 empty] | 26.89% | 0.41454
[10 empty] | 26.9% | 0.41453
[10 empty] | 26.9% | 0.41452
[10 empty] | 26.9% | 0.41449
[10 empty] | 26.9% | 0.41449
[10 empty] | 26.91% | 0.41448
[10 empty] | 26.91% | 0.41447
[10 empty] | 26.91% | 0.41446
[10 empty] | 26.92% | 0.41445
[10 empty] | 26.92% | 0.41442
[10 empty] | 26.92% | 0.41441
[10 empty] | 26.92% | 0.4144
[10 empty] | 26.93% | 0.41439
[10 empty] | 26.93% | 0.41439
[10 empty] | 26.93% | 0.41437
[10 empty] | 26.94% | 0.41434
[10 empty] | 26.94% | 0.41434
[10 empty] | 26.94% | 0.41433
[10 empty] | 26.94% | 0.41431
[10 empty] | 26.95% | 0.4143
[10 empty] | 26.95% | 0.41429
[10 empty] | 26.95% | 0.41428
[10 empty] | 26.96% | 0.41428
[10 empty] | 26.96% | 0.41426
[10 empty] | 26.96% | 0.41426
[10 empty] | 26.96% | 0.41425
[10 empty] | 26.97% | 0.41425
[10 empty] | 26.97% | 0.41423
[10 empty] | 26.97% | 0.41422
[10 empty] | 26.98% | 0.41422
[10 empty] | 26.98% | 0.41422
[10 empty] | 26.98% | 0.41421
[10 empty] | 26.98% | 0.41421
[10 empty] | 26.99% | 0.41417
[10 empty] | 26.99% | 0.41415
[10 empty] | 26.99% | 0.41415
[10 empty] | 27% | 0.41414
[10 empty] | 27% | 0.41411
[10 empty] | 27% | 0.4141
[10 empty] | 27% | 0.4141
[10 empty] | 27.01% | 0.41408
[10 empty] | 27.01% | 0.41404
[10 empty] | 27.01% | 0.41403
[10 empty] | 27.02% | 0.41402
[10 empty] | 27.02% | 0.41402
[10 empty] | 27.02% | 0.41401
[10 empty] | 27.02% | 0.414
[10 empty] | 27.03% | 0.41392
[10 empty] | 27.03% | 0.4139
[10 empty] | 27.03% | 0.41387
[10 empty] | 27.04% | 0.41387
[10 empty] | 27.04% | 0.41386
[10 empty] | 27.04% | 0.41385
[10 empty] | 27.04% | 0.41384
[10 empty] | 27.05% | 0.41383
[10 empty] | 27.05% | 0.41382
[10 empty] | 27.05% | 0.4138
[10 empty] | 27.06% | 0.41379
[10 empty] | 27.06% | 0.41376
[10 empty] | 27.06% | 0.41376
[10 empty] | 27.06% | 0.41375
[10 empty] | 27.07% | 0.41375
[10 empty] | 27.07% | 0.41373
[10 empty] | 27.07% | 0.41373
[10 empty] | 27.08% | 0.41373
[10 empty] | 27.08% | 0.41372
[10 empty] | 27.08% | 0.4137
[10 empty] | 27.08% | 0.41369
[10 empty] | 27.09% | 0.41369
[10 empty] | 27.09% | 0.41368
[10 empty] | 27.09% | 0.41368
[10 empty] | 27.1% | 0.41367
[10 empty] | 27.1% | 0.41367
[10 empty] | 27.1% | 0.41366
[10 empty] | 27.1% | 0.41365
[10 empty] | 27.11% | 0.41365
[10 empty] | 27.11% | 0.41363
[10 empty] | 27.11% | 0.41361
[10 empty] | 27.12% | 0.41361
[10 empty] | 27.12% | 0.4136
[10 empty] | 27.12% | 0.4136
[10 empty] | 27.12% | 0.41359
[10 empty] | 27.13% | 0.41359
[10 empty] | 27.13% | 0.41358
[10 empty] | 27.13% | 0.41357
[10 empty] | 27.14% | 0.41357
[10 empty] | 27.14% | 0.41356
[10 empty] | 27.14% | 0.41353
[10 empty] | 27.14% | 0.41353
[10 empty] | 27.15% | 0.4135
[10 empty] | 27.15% | 0.41349
[10 empty] | 27.15% | 0.41349
[10 empty] | 27.16% | 0.41348
[10 empty] | 27.16% | 0.41347
[10 empty] | 27.16% | 0.41344
[10 empty] | 27.16% | 0.41344
[10 empty] | 27.17% | 0.41344
[10 empty] | 27.17% | 0.41343
[10 empty] | 27.17% | 0.41343
[10 empty] | 27.18% | 0.41339
[10 empty] | 27.18% | 0.41338
[10 empty] | 27.18% | 0.41338
[10 empty] | 27.18% | 0.41336
[10 empty] | 27.19% | 0.41335
[10 empty] | 27.19% | 0.41332
[10 empty] | 27.19% | 0.41331
[10 empty] | 27.2% | 0.41329
[10 empty] | 27.2% | 0.41329
[10 empty] | 27.2% | 0.41329
[10 empty] | 27.2% | 0.41328
[10 empty] | 27.21% | 0.41328
[10 empty] | 27.21% | 0.41328
[10 empty] | 27.21% | 0.41327
[10 empty] | 27.22% | 0.41326
[10 empty] | 27.22% | 0.41325
[10 empty] | 27.22% | 0.41325
[10 empty] | 27.22% | 0.41324
[10 empty] | 27.23% | 0.41323
[10 empty] | 27.23% | 0.41322
[10 empty] | 27.23% | 0.41322
[10 empty] | 27.24% | 0.41321
[10 empty] | 27.24% | 0.41318
[10 empty] | 27.24% | 0.41317
[10 empty] | 27.24% | 0.41316
[10 empty] | 27.25% | 0.41316
[10 empty] | 27.25% | 0.41315
[10 empty] | 27.25% | 0.41309
[10 empty] | 27.26% | 0.41308
[10 empty] | 27.26% | 0.41306
[10 empty] | 27.26% | 0.41305
[10 empty] | 27.26% | 0.41303
[10 empty] | 27.27% | 0.41303
[10 empty] | 27.27% | 0.41302
[10 empty] | 27.27% | 0.41301
[10 empty] | 27.28% | 0.41301
[10 empty] | 27.28% | 0.41297
[10 empty] | 27.28% | 0.41294
[10 empty] | 27.28% | 0.41293
[10 empty] | 27.29% | 0.41291
[10 empty] | 27.29% | 0.41291
[10 empty] | 27.29% | 0.41291
[10 empty] | 27.3% | 0.4129
[10 empty] | 27.3% | 0.41289
[10 empty] | 27.3% | 0.41288
[10 empty] | 27.3% | 0.41287
[10 empty] | 27.31% | 0.41287
[10 empty] | 27.31% | 0.41287
[10 empty] | 27.31% | 0.41285
[10 empty] | 27.32% | 0.41284
[10 empty] | 27.32% | 0.41283
[10 empty] | 27.32% | 0.41282
[10 empty] | 27.32% | 0.4128
[10 empty] | 27.33% | 0.41277
[10 empty] | 27.33% | 0.41275
[10 empty] | 27.33% | 0.41275
[10 empty] | 27.34% | 0.41274
[10 empty] | 27.34% | 0.41273
[10 empty] | 27.34% | 0.41273
[10 empty] | 27.34% | 0.41273
[10 empty] | 27.35% | 0.41272
[10 empty] | 27.35% | 0.41271
[10 empty] | 27.35% | 0.4127
[10 empty] | 27.36% | 0.4127
[10 empty] | 27.36% | 0.4127
[10 empty] | 27.36% | 0.41267
[10 empty] | 27.36% | 0.41264
[10 empty] | 27.37% | 0.41264
[10 empty] | 27.37% | 0.41263
[10 empty] | 27.37% | 0.41262
[10 empty] | 27.38% | 0.41261
[10 empty] | 27.38% | 0.41257
[10 empty] | 27.38% | 0.41256
[10 empty] | 27.38% | 0.41256
[10 empty] | 27.39% | 0.41256
[10 empty] | 27.39% | 0.41254
[10 empty] | 27.39% | 0.41253
[10 empty] | 27.4% | 0.41252
[10 empty] | 27.4% | 0.41251
[10 empty] | 27.4% | 0.41251
[10 empty] | 27.4% | 0.41247
[10 empty] | 27.41% | 0.41246
[10 empty] | 27.41% | 0.41246
[10 empty] | 27.41% | 0.41245
[10 empty] | 27.42% | 0.41244
[10 empty] | 27.42% | 0.41243
[10 empty] | 27.42% | 0.41242
[10 empty] | 27.42% | 0.41239
[10 empty] | 27.43% | 0.41239
[10 empty] | 27.43% | 0.41238
[10 empty] | 27.43% | 0.41234
[10 empty] | 27.44% | 0.41233
[10 empty] | 27.44% | 0.41233
[10 empty] | 27.44% | 0.41232
[10 empty] | 27.44% | 0.4123
[10 empty] | 27.45% | 0.41225
[10 empty] | 27.45% | 0.41224
[10 empty] | 27.45% | 0.41223
[10 empty] | 27.46% | 0.41223
[10 empty] | 27.46% | 0.41222
[10 empty] | 27.46% | 0.41216
[10 empty] | 27.46% | 0.41214
[10 empty] | 27.47% | 0.41213
[10 empty] | 27.47% | 0.41213
[10 empty] | 27.47% | 0.41213
[10 empty] | 27.48% | 0.41212
[10 empty] | 27.48% | 0.41212
[10 empty] | 27.48% | 0.41211
[10 empty] | 27.48% | 0.41211
[10 empty] | 27.49% | 0.41208
[10 empty] | 27.49% | 0.41208
[10 empty] | 27.49% | 0.41207
[10 empty] | 27.5% | 0.41206
[10 empty] | 27.5% | 0.41204
[10 empty] | 27.5% | 0.41204
[10 empty] | 27.5% | 0.41203
[10 empty] | 27.51% | 0.412
[10 empty] | 27.51% | 0.41198
[10 empty] | 27.51% | 0.41197
[10 empty] | 27.52% | 0.41195
[10 empty] | 27.52% | 0.41194
[10 empty] | 27.52% | 0.41194
[10 empty] | 27.52% | 0.41193
[10 empty] | 27.53% | 0.41193
[10 empty] | 27.53% | 0.41192
[10 empty] | 27.53% | 0.41191
[10 empty] | 27.54% | 0.41188
[10 empty] | 27.54% | 0.41187
[10 empty] | 27.54% | 0.41187
[10 empty] | 27.54% | 0.41186
[10 empty] | 27.55% | 0.41186
[10 empty] | 27.55% | 0.41185
[10 empty] | 27.55% | 0.41184
[10 empty] | 27.56% | 0.41184
[10 empty] | 27.56% | 0.41183
[10 empty] | 27.56% | 0.41183
[10 empty] | 27.56% | 0.41183
[10 empty] | 27.57% | 0.41182
[10 empty] | 27.57% | 0.41182
[10 empty] | 27.57% | 0.41182
[10 empty] | 27.58% | 0.41179
[10 empty] | 27.58% | 0.41179
[10 empty] | 27.58% | 0.41177
[10 empty] | 27.58% | 0.41176
[10 empty] | 27.59% | 0.41175
[10 empty] | 27.59% | 0.41173
[10 empty] | 27.59% | 0.41173
[10 empty] | 27.6% | 0.41171
[10 empty] | 27.6% | 0.41171
[10 empty] | 27.6% | 0.41171
[10 empty] | 27.6% | 0.4117
[10 empty] | 27.61% | 0.4117
[10 empty] | 27.61% | 0.41169
[10 empty] | 27.61% | 0.41168
[10 empty] | 27.62% | 0.41168
[10 empty] | 27.62% | 0.41167
[10 empty] | 27.62% | 0.41166
[10 empty] | 27.62% | 0.41164
[10 empty] | 27.63% | 0.41163
[10 empty] | 27.63% | 0.41162
[10 empty] | 27.63% | 0.41161
[10 empty] | 27.64% | 0.4116
[10 empty] | 27.64% | 0.41159
[10 empty] | 27.64% | 0.41159
[10 empty] | 27.64% | 0.41158
[10 empty] | 27.65% | 0.41158
[10 empty] | 27.65% | 0.41156
[10 empty] | 27.65% | 0.41155
[10 empty] | 27.66% | 0.41155
[10 empty] | 27.66% | 0.41154
[10 empty] | 27.66% | 0.41153
[10 empty] | 27.66% | 0.41152
[10 empty] | 27.67% | 0.41152
[10 empty] | 27.67% | 0.41152
[10 empty] | 27.67% | 0.41151
[10 empty] | 27.68% | 0.4115
[10 empty] | 27.68% | 0.41149
[10 empty] | 27.68% | 0.41147
[10 empty] | 27.68% | 0.41147
[10 empty] | 27.69% | 0.41146
[10 empty] | 27.69% | 0.41145
[10 empty] | 27.69% | 0.41145
[10 empty] | 27.7% | 0.41143
[10 empty] | 27.7% | 0.41142
[10 empty] | 27.7% | 0.41141
[10 empty] | 27.7% | 0.41138
[10 empty] | 27.71% | 0.41138
[10 empty] | 27.71% | 0.41136
[10 empty] | 27.71% | 0.41135
[10 empty] | 27.72% | 0.41135
[10 empty] | 27.72% | 0.41134
[10 empty] | 27.72% | 0.41133
[10 empty] | 27.72% | 0.41133
[10 empty] | 27.73% | 0.41132
[10 empty] | 27.73% | 0.41132
[10 empty] | 27.73% | 0.41131
[10 empty] | 27.74% | 0.41131
[10 empty] | 27.74% | 0.41131
[10 empty] | 27.74% | 0.4113
[10 empty] | 27.74% | 0.4113
[10 empty] | 27.75% | 0.41129
[10 empty] | 27.75% | 0.41128
[10 empty] | 27.75% | 0.41128
[10 empty] | 27.76% | 0.41127
[10 empty] | 27.76% | 0.41125
[10 empty] | 27.76% | 0.41122
[10 empty] | 27.76% | 0.41122
[10 empty] | 27.77% | 0.41122
[10 empty] | 27.77% | 0.41122
[10 empty] | 27.77% | 0.4112
[10 empty] | 27.78% | 0.41119
[10 empty] | 27.78% | 0.41118
[10 empty] | 27.78% | 0.41117
[10 empty] | 27.78% | 0.41117
[10 empty] | 27.79% | 0.41115
[10 empty] | 27.79% | 0.41114
[10 empty] | 27.79% | 0.41114
[10 empty] | 27.8% | 0.41114
[10 empty] | 27.8% | 0.41112
[10 empty] | 27.8% | 0.41108
[10 empty] | 27.8% | 0.41108
[10 empty] | 27.81% | 0.41106
[10 empty] | 27.81% | 0.41105
[10 empty] | 27.81% | 0.41105
[10 empty] | 27.82% | 0.41103
[10 empty] | 27.82% | 0.41102
[10 empty] | 27.82% | 0.41102
[10 empty] | 27.82% | 0.41101
[10 empty] | 27.83% | 0.41099
[10 empty] | 27.83% | 0.41099
[10 empty] | 27.83% | 0.41099
[10 empty] | 27.84% | 0.41098
[10 empty] | 27.84% | 0.41097
[10 empty] | 27.84% | 0.41096
[10 empty] | 27.84% | 0.41096
[10 empty] | 27.85% | 0.41095
[10 empty] | 27.85% | 0.41095
[10 empty] | 27.85% | 0.41095
[10 empty] | 27.86% | 0.41094
[10 empty] | 27.86% | 0.41094
[10 empty] | 27.86% | 0.41093
[10 empty] | 27.86% | 0.41093
[10 empty] | 27.87% | 0.41091
[10 empty] | 27.87% | 0.41091
[10 empty] | 27.87% | 0.4109
[10 empty] | 27.88% | 0.4109
[10 empty] | 27.88% | 0.41089
[10 empty] | 27.88% | 0.41086
[10 empty] | 27.88% | 0.41085
[10 empty] | 27.89% | 0.41083
[10 empty] | 27.89% | 0.4108
[10 empty] | 27.89% | 0.41078
[10 empty] | 27.9% | 0.41078
[10 empty] | 27.9% | 0.41077
[10 empty] | 27.9% | 0.41075
[10 empty] | 27.9% | 0.41075
[10 empty] | 27.91% | 0.41075
[10 empty] | 27.91% | 0.41073
[10 empty] | 27.91% | 0.41073
[10 empty] | 27.92% | 0.41073
[10 empty] | 27.92% | 0.41072
[10 empty] | 27.92% | 0.41071
[10 empty] | 27.92% | 0.41071
[10 empty] | 27.93% | 0.41067
[10 empty] | 27.93% | 0.41066
[10 empty] | 27.93% | 0.41065
[10 empty] | 27.94% | 0.41065
[10 empty] | 27.94% | 0.41065
[10 empty] | 27.94% | 0.41063
[10 empty] | 27.94% | 0.41063
[10 empty] | 27.95% | 0.41061
[10 empty] | 27.95% | 0.41061
[10 empty] | 27.95% | 0.4106
[10 empty] | 27.96% | 0.4106
[10 empty] | 27.96% | 0.4106
[10 empty] | 27.96% | 0.4106
[10 empty] | 27.96% | 0.41059
[10 empty] | 27.97% | 0.41059
[10 empty] | 27.97% | 0.41058
[10 empty] | 27.97% | 0.41056
[10 empty] | 27.98% | 0.41056
[10 empty] | 27.98% | 0.41055
[10 empty] | 27.98% | 0.41055
[10 empty] | 27.98% | 0.41054
[10 empty] | 27.99% | 0.41052
[10 empty] | 27.99% | 0.4105
[10 empty] | 27.99% | 0.4105
[10 empty] | 27.99% | 0.4105
[10 empty] | 28% | 0.41048
[10 empty] | 28% | 0.41048
[10 empty] | 28% | 0.41047
[10 empty] | 28.01% | 0.41047
[10 empty] | 28.01% | 0.41046
[10 empty] | 28.01% | 0.41046
[10 empty] | 28.01% | 0.41045
[10 empty] | 28.02% | 0.41045
[10 empty] | 28.02% | 0.41043
[10 empty] | 28.02% | 0.41043
[10 empty] | 28.03% | 0.41041
[10 empty] | 28.03% | 0.41039
[10 empty] | 28.03% | 0.41034
[10 empty] | 28.03% | 0.41031
[10 empty] | 28.04% | 0.4103
[10 empty] | 28.04% | 0.41029
[10 empty] | 28.04% | 0.41029
[10 empty] | 28.05% | 0.41028
[10 empty] | 28.05% | 0.41028
[10 empty] | 28.05% | 0.41028
[10 empty] | 28.05% | 0.41027
[10 empty] | 28.06% | 0.41027
[10 empty] | 28.06% | 0.41026
[10 empty] | 28.06% | 0.41023
[10 empty] | 28.07% | 0.41023
[10 empty] | 28.07% | 0.41021
[10 empty] | 28.07% | 0.41021
[10 empty] | 28.07% | 0.4102
[10 empty] | 28.08% | 0.41019
[10 empty] | 28.08% | 0.41019
[10 empty] | 28.08% | 0.41019
[10 empty] | 28.09% | 0.41018
[10 empty] | 28.09% | 0.41018
[10 empty] | 28.09% | 0.41018
[10 empty] | 28.09% | 0.41018
[10 empty] | 28.1% | 0.41017
[10 empty] | 28.1% | 0.41016
[10 empty] | 28.1% | 0.41015
[10 empty] | 28.11% | 0.41015
[10 empty] | 28.11% | 0.41013
[10 empty] | 28.11% | 0.41013
[10 empty] | 28.11% | 0.41013
[10 empty] | 28.12% | 0.41012
[10 empty] | 28.12% | 0.41012
[10 empty] | 28.12% | 0.41011
[10 empty] | 28.13% | 0.4101
[10 empty] | 28.13% | 0.41008
[10 empty] | 28.13% | 0.41008
[10 empty] | 28.13% | 0.41007
[10 empty] | 28.14% | 0.41007
[10 empty] | 28.14% | 0.41006
[10 empty] | 28.14% | 0.41006
[10 empty] | 28.15% | 0.41004
[10 empty] | 28.15% | 0.41004
[10 empty] | 28.15% | 0.41004
[10 empty] | 28.15% | 0.41003
[10 empty] | 28.16% | 0.41002
[10 empty] | 28.16% | 0.41002
[10 empty] | 28.16% | 0.41
[10 empty] | 28.17% | 0.40998
[10 empty] | 28.17% | 0.40997
[10 empty] | 28.17% | 0.40994
[10 empty] | 28.17% | 0.40994
[10 empty] | 28.18% | 0.40994
[10 empty] | 28.18% | 0.40992
[10 empty] | 28.18% | 0.40992
[10 empty] | 28.19% | 0.40991
[10 empty] | 28.19% | 0.40991
[10 empty] | 28.19% | 0.40989
[10 empty] | 28.19% | 0.40989
[10 empty] | 28.2% | 0.40988
[10 empty] | 28.2% | 0.40986
[10 empty] | 28.2% | 0.40986
[10 empty] | 28.21% | 0.40985
[10 empty] | 28.21% | 0.40984
[10 empty] | 28.21% | 0.40984
[10 empty] | 28.21% | 0.40983
[10 empty] | 28.22% | 0.40982
[10 empty] | 28.22% | 0.40982
[10 empty] | 28.22% | 0.40982
[10 empty] | 28.23% | 0.40981
[10 empty] | 28.23% | 0.4098
[10 empty] | 28.23% | 0.40979
[10 empty] | 28.23% | 0.40979
[10 empty] | 28.24% | 0.40975
[10 empty] | 28.24% | 0.40973
[10 empty] | 28.24% | 0.40973
[10 empty] | 28.25% | 0.40973
[10 empty] | 28.25% | 0.40971
[10 empty] | 28.25% | 0.40971
[10 empty] | 28.25% | 0.40969
[10 empty] | 28.26% | 0.40966
[10 empty] | 28.26% | 0.40965
[10 empty] | 28.26% | 0.40965
[10 empty] | 28.27% | 0.40964
[10 empty] | 28.27% | 0.40964
[10 empty] | 28.27% | 0.40963
[10 empty] | 28.27% | 0.40963
[10 empty] | 28.28% | 0.40962
[10 empty] | 28.28% | 0.40961
[10 empty] | 28.28% | 0.40961
[10 empty] | 28.29% | 0.40961
[10 empty] | 28.29% | 0.4096
[10 empty] | 28.29% | 0.40958
[10 empty] | 28.29% | 0.40957
[10 empty] | 28.3% | 0.40954
[10 empty] | 28.3% | 0.40953
[10 empty] | 28.3% | 0.40952
[10 empty] | 28.31% | 0.4095
[10 empty] | 28.31% | 0.40949
[10 empty] | 28.31% | 0.40946
[10 empty] | 28.31% | 0.40946
[10 empty] | 28.32% | 0.40945
[10 empty] | 28.32% | 0.40944
[10 empty] | 28.32% | 0.40941
[10 empty] | 28.33% | 0.40941
[10 empty] | 28.33% | 0.40941
[10 empty] | 28.33% | 0.4094
[10 empty] | 28.33% | 0.4094
[10 empty] | 28.34% | 0.40939
[10 empty] | 28.34% | 0.40939
[10 empty] | 28.34% | 0.40939
[10 empty] | 28.35% | 0.40937
[10 empty] | 28.35% | 0.40936
[10 empty] | 28.35% | 0.40933
[10 empty] | 28.35% | 0.40932
[10 empty] | 28.36% | 0.40931
[10 empty] | 28.36% | 0.4093
[10 empty] | 28.36% | 0.40929
[10 empty] | 28.37% | 0.40925
[10 empty] | 28.37% | 0.40924
[10 empty] | 28.37% | 0.40924
[10 empty] | 28.37% | 0.40924
[10 empty] | 28.38% | 0.40921
[10 empty] | 28.38% | 0.40921
[10 empty] | 28.38% | 0.40921
[10 empty] | 28.39% | 0.4092
[10 empty] | 28.39% | 0.4092
[10 empty] | 28.39% | 0.40919
[10 empty] | 28.39% | 0.40919
[10 empty] | 28.4% | 0.40918
[10 empty] | 28.4% | 0.40918
[10 empty] | 28.4% | 0.40917
[10 empty] | 28.41% | 0.40916
[10 empty] | 28.41% | 0.40916
[10 empty] | 28.41% | 0.40915
[10 empty] | 28.41% | 0.40914
[10 empty] | 28.42% | 0.40912
[10 empty] | 28.42% | 0.40912
[10 empty] | 28.42% | 0.40908
[10 empty] | 28.43% | 0.40907
[10 empty] | 28.43% | 0.40907
[10 empty] | 28.43% | 0.40907
[10 empty] | 28.43% | 0.40906
[10 empty] | 28.44% | 0.40904
[10 empty] | 28.44% | 0.40903
[10 empty] | 28.44% | 0.40903
[10 empty] | 28.45% | 0.40903
[10 empty] | 28.45% | 0.40901
[10 empty] | 28.45% | 0.40901
[10 empty] | 28.45% | 0.409
[10 empty] | 28.46% | 0.409
[10 empty] | 28.46% | 0.40899
[10 empty] | 28.46% | 0.40893
[10 empty] | 28.47% | 0.40893
[10 empty] | 28.47% | 0.40891
[10 empty] | 28.47% | 0.40891
[10 empty] | 28.47% | 0.4089
[10 empty] | 28.48% | 0.4089
[10 empty] | 28.48% | 0.40889
[10 empty] | 28.48% | 0.40887
[10 empty] | 28.49% | 0.40886
[10 empty] | 28.49% | 0.40886
[10 empty] | 28.49% | 0.40885
[10 empty] | 28.49% | 0.40881
[10 empty] | 28.5% | 0.40881
[10 empty] | 28.5% | 0.4088
[10 empty] | 28.5% | 0.40879
[10 empty] | 28.51% | 0.40877
[10 empty] | 28.51% | 0.40875
[10 empty] | 28.51% | 0.40872
[10 empty] | 28.51% | 0.40872
[10 empty] | 28.52% | 0.40872
[10 empty] | 28.52% | 0.40869
[10 empty] | 28.52% | 0.40868
[10 empty] | 28.53% | 0.40868
[10 empty] | 28.53% | 0.40867
[10 empty] | 28.53% | 0.40866
[10 empty] | 28.53% | 0.40865
[10 empty] | 28.54% | 0.40864
[10 empty] | 28.54% | 0.40864
[10 empty] | 28.54% | 0.40862
[10 empty] | 28.55% | 0.4086
[10 empty] | 28.55% | 0.40859
[10 empty] | 28.55% | 0.40859
[10 empty] | 28.55% | 0.40854
[10 empty] | 28.56% | 0.40853
[10 empty] | 28.56% | 0.40853
[10 empty] | 28.56% | 0.4085
[10 empty] | 28.57% | 0.40848
[10 empty] | 28.57% | 0.40847
[10 empty] | 28.57% | 0.40847
[10 empty] | 28.57% | 0.40846
[10 empty] | 28.58% | 0.40845
[10 empty] | 28.58% | 0.40844
[10 empty] | 28.58% | 0.40844
[10 empty] | 28.59% | 0.40843
[10 empty] | 28.59% | 0.40843
[10 empty] | 28.59% | 0.40842
[10 empty] | 28.59% | 0.40842
[10 empty] | 28.6% | 0.40842
[10 empty] | 28.6% | 0.40842
[10 empty] | 28.6% | 0.40841
[10 empty] | 28.61% | 0.4084
[10 empty] | 28.61% | 0.40839
[10 empty] | 28.61% | 0.40838
[10 empty] | 28.61% | 0.40836
[10 empty] | 28.62% | 0.40836
[10 empty] | 28.62% | 0.40835
[10 empty] | 28.62% | 0.40835
[10 empty] | 28.63% | 0.40834
[10 empty] | 28.63% | 0.40833
[10 empty] | 28.63% | 0.40833
[10 empty] | 28.63% | 0.4083
[10 empty] | 28.64% | 0.4083
[10 empty] | 28.64% | 0.40829
[10 empty] | 28.64% | 0.40829
[10 empty] | 28.65% | 0.40828
[10 empty] | 28.65% | 0.40827
[10 empty] | 28.65% | 0.40823
[10 empty] | 28.65% | 0.40823
[10 empty] | 28.66% | 0.40822
[10 empty] | 28.66% | 0.4082
[10 empty] | 28.66% | 0.40819
[10 empty] | 28.67% | 0.40819
[10 empty] | 28.67% | 0.40818
[10 empty] | 28.67% | 0.40817
[10 empty] | 28.67% | 0.40813
[10 empty] | 28.68% | 0.40813
[10 empty] | 28.68% | 0.40812
[10 empty] | 28.68% | 0.40812
[10 empty] | 28.69% | 0.40812
[10 empty] | 28.69% | 0.4081
[10 empty] | 28.69% | 0.4081
[10 empty] | 28.69% | 0.4081
[10 empty] | 28.7% | 0.4081
[10 empty] | 28.7% | 0.40808
[10 empty] | 28.7% | 0.40807
[10 empty] | 28.71% | 0.40807
[10 empty] | 28.71% | 0.40807
[10 empty] | 28.71% | 0.40806
[10 empty] | 28.71% | 0.40805
[10 empty] | 28.72% | 0.40804
[10 empty] | 28.72% | 0.40802
[10 empty] | 28.72% | 0.408
[10 empty] | 28.73% | 0.40798
[10 empty] | 28.73% | 0.40797
[10 empty] | 28.73% | 0.40797
[10 empty] | 28.73% | 0.40794
[10 empty] | 28.74% | 0.40793
[10 empty] | 28.74% | 0.40792
[10 empty] | 28.74% | 0.40792
[10 empty] | 28.75% | 0.40792
[10 empty] | 28.75% | 0.4079
[10 empty] | 28.75% | 0.4079
[10 empty] | 28.75% | 0.4079
[10 empty] | 28.76% | 0.40789
[10 empty] | 28.76% | 0.40786
[10 empty] | 28.76% | 0.40783
[10 empty] | 28.77% | 0.40782
[10 empty] | 28.77% | 0.40781
[10 empty] | 28.77% | 0.4078
[10 empty] | 28.77% | 0.4078
[10 empty] | 28.78% | 0.40779
[10 empty] | 28.78% | 0.40775
[10 empty] | 28.78% | 0.40775
[10 empty] | 28.79% | 0.40774
[10 empty] | 28.79% | 0.4077
[10 empty] | 28.79% | 0.40768
[10 empty] | 28.79% | 0.40768
[10 empty] | 28.8% | 0.40768
[10 empty] | 28.8% | 0.40767
[10 empty] | 28.8% | 0.40767
[10 empty] | 28.81% | 0.40766
[10 empty] | 28.81% | 0.40764
[10 empty] | 28.81% | 0.40763
[10 empty] | 28.81% | 0.40763
[10 empty] | 28.82% | 0.40762
[10 empty] | 28.82% | 0.40761
[10 empty] | 28.82% | 0.4076
[10 empty] | 28.83% | 0.4076
[10 empty] | 28.83% | 0.40758
[10 empty] | 28.83% | 0.40757
[10 empty] | 28.83% | 0.40756
[10 empty] | 28.84% | 0.40755
[10 empty] | 28.84% | 0.40754
[10 empty] | 28.84% | 0.40753
[10 empty] | 28.85% | 0.40752
[10 empty] | 28.85% | 0.40751
[10 empty] | 28.85% | 0.40751
[10 empty] | 28.85% | 0.4075
[10 empty] | 28.86% | 0.4075
[10 empty] | 28.86% | 0.40748
[10 empty] | 28.86% | 0.40748
[10 empty] | 28.87% | 0.40747
[10 empty] | 28.87% | 0.40747
[10 empty] | 28.87% | 0.40746
[10 empty] | 28.87% | 0.40744
[10 empty] | 28.88% | 0.40743
[10 empty] | 28.88% | 0.4074
[10 empty] | 28.88% | 0.4074
[10 empty] | 28.89% | 0.40739
[10 empty] | 28.89% | 0.40739
[10 empty] | 28.89% | 0.40738
[10 empty] | 28.89% | 0.40738
[10 empty] | 28.9% | 0.40737
[10 empty] | 28.9% | 0.40737
[10 empty] | 28.9% | 0.40736
[10 empty] | 28.91% | 0.40735
[10 empty] | 28.91% | 0.40735
[10 empty] | 28.91% | 0.40734
[10 empty] | 28.91% | 0.40731
[10 empty] | 28.92% | 0.40731
[10 empty] | 28.92% | 0.40731
[10 empty] | 28.92% | 0.4073
[10 empty] | 28.93% | 0.40729
[10 empty] | 28.93% | 0.40728
[10 empty] | 28.93% | 0.40727
[10 empty] | 28.93% | 0.40727
[10 empty] | 28.94% | 0.40726
[10 empty] | 28.94% | 0.40726
[10 empty] | 28.94% | 0.40725
[10 empty] | 28.95% | 0.40721
[10 empty] | 28.95% | 0.40721
[10 empty] | 28.95% | 0.4072
[10 empty] | 28.95% | 0.4072
[10 empty] | 28.96% | 0.4072
[10 empty] | 28.96% | 0.40717
[10 empty] | 28.96% | 0.40717
[10 empty] | 28.97% | 0.40716
[10 empty] | 28.97% | 0.40714
[10 empty] | 28.97% | 0.40713
[10 empty] | 28.97% | 0.40712
[10 empty] | 28.98% | 0.40711
[10 empty] | 28.98% | 0.4071
[10 empty] | 28.98% | 0.40709
[10 empty] | 28.99% | 0.40706
[10 empty] | 28.99% | 0.40705
[10 empty] | 28.99% | 0.40704
[10 empty] | 28.99% | 0.40703
[10 empty] | 29% | 0.40701
[10 empty] | 29% | 0.40701
[10 empty] | 29% | 0.40701
[10 empty] | 29.01% | 0.40699
[10 empty] | 29.01% | 0.40699
[10 empty] | 29.01% | 0.40698
[10 empty] | 29.01% | 0.40697
[10 empty] | 29.02% | 0.40697
[10 empty] | 29.02% | 0.40696
[10 empty] | 29.02% | 0.40695
[10 empty] | 29.03% | 0.40695
[10 empty] | 29.03% | 0.40692
[10 empty] | 29.03% | 0.40691
[10 empty] | 29.03% | 0.40691
[10 empty] | 29.04% | 0.4069
[10 empty] | 29.04% | 0.40689
[10 empty] | 29.04% | 0.40688
[10 empty] | 29.05% | 0.40688
[10 empty] | 29.05% | 0.40688
[10 empty] | 29.05% | 0.40687
[10 empty] | 29.05% | 0.40687
[10 empty] | 29.06% | 0.40686
[10 empty] | 29.06% | 0.40686
[10 empty] | 29.06% | 0.40685
[10 empty] | 29.07% | 0.40684
[10 empty] | 29.07% | 0.40681
[10 empty] | 29.07% | 0.40681
[10 empty] | 29.07% | 0.4068
[10 empty] | 29.08% | 0.40677
[10 empty] | 29.08% | 0.40674
[10 empty] | 29.08% | 0.40673
[10 empty] | 29.09% | 0.40673
[10 empty] | 29.09% | 0.40672
[10 empty] | 29.09% | 0.40671
[10 empty] | 29.09% | 0.40671
[10 empty] | 29.1% | 0.4067
[10 empty] | 29.1% | 0.40668
[10 empty] | 29.1% | 0.40667
[10 empty] | 29.11% | 0.40667
[10 empty] | 29.11% | 0.40667
[10 empty] | 29.11% | 0.40666
[10 empty] | 29.11% | 0.40666
[10 empty] | 29.12% | 0.40664
[10 empty] | 29.12% | 0.40663
[10 empty] | 29.12% | 0.40663
[10 empty] | 29.13% | 0.4066
[10 empty] | 29.13% | 0.4066
[10 empty] | 29.13% | 0.40659
[10 empty] | 29.13% | 0.40657
[10 empty] | 29.14% | 0.40657
[10 empty] | 29.14% | 0.40657
[10 empty] | 29.14% | 0.40656
[10 empty] | 29.15% | 0.40655
[10 empty] | 29.15% | 0.40654
[10 empty] | 29.15% | 0.40654
[10 empty] | 29.15% | 0.40654
[10 empty] | 29.16% | 0.40653
[10 empty] | 29.16% | 0.4065
[10 empty] | 29.16% | 0.40646
[10 empty] | 29.17% | 0.40645
[10 empty] | 29.17% | 0.40645
[10 empty] | 29.17% | 0.40643
[10 empty] | 29.17% | 0.40641
[10 empty] | 29.18% | 0.4064
[10 empty] | 29.18% | 0.4064
[10 empty] | 29.18% | 0.40639
[10 empty] | 29.18% | 0.40638
[10 empty] | 29.19% | 0.40638
[10 empty] | 29.19% | 0.40637
[10 empty] | 29.19% | 0.40636
[10 empty] | 29.2% | 0.40635
[10 empty] | 29.2% | 0.40635
[10 empty] | 29.2% | 0.40634
[10 empty] | 29.2% | 0.40631
[10 empty] | 29.21% | 0.4063
[10 empty] | 29.21% | 0.40629
[10 empty] | 29.21% | 0.40629
[10 empty] | 29.22% | 0.40628
[10 empty] | 29.22% | 0.40627
[10 empty] | 29.22% | 0.40621
[10 empty] | 29.22% | 0.4062
[10 empty] | 29.23% | 0.4062
[10 empty] | 29.23% | 0.40616
[10 empty] | 29.23% | 0.40616
[10 empty] | 29.24% | 0.40615
[10 empty] | 29.24% | 0.40614
[10 empty] | 29.24% | 0.40614
[10 empty] | 29.24% | 0.40609
[10 empty] | 29.25% | 0.40608
[10 empty] | 29.25% | 0.40608
[10 empty] | 29.25% | 0.40608
[10 empty] | 29.26% | 0.40607
[10 empty] | 29.26% | 0.40606
[10 empty] | 29.26% | 0.40606
[10 empty] | 29.26% | 0.40605
[10 empty] | 29.27% | 0.40604
[10 empty] | 29.27% | 0.40604
[10 empty] | 29.27% | 0.40603
[10 empty] | 29.28% | 0.406
[10 empty] | 29.28% | 0.406
[10 empty] | 29.28% | 0.40598
[10 empty] | 29.28% | 0.40596
[10 empty] | 29.29% | 0.40596
[10 empty] | 29.29% | 0.40595
[10 empty] | 29.29% | 0.40595
[10 empty] | 29.3% | 0.40595
[10 empty] | 29.3% | 0.40595
[10 empty] | 29.3% | 0.40594
[10 empty] | 29.3% | 0.40594
[10 empty] | 29.31% | 0.40594
[10 empty] | 29.31% | 0.40591
[10 empty] | 29.31% | 0.4059
[10 empty] | 29.32% | 0.40589
[10 empty] | 29.32% | 0.40586
[10 empty] | 29.32% | 0.40585
[10 empty] | 29.32% | 0.40585
[10 empty] | 29.33% | 0.40584
[10 empty] | 29.33% | 0.40581
[10 empty] | 29.33% | 0.4058
[10 empty] | 29.34% | 0.40578
[10 empty] | 29.34% | 0.40578
[10 empty] | 29.34% | 0.40573
[10 empty] | 29.34% | 0.40571
[10 empty] | 29.35% | 0.40571
[10 empty] | 29.35% | 0.40569
[10 empty] | 29.35% | 0.40569
[10 empty] | 29.36% | 0.40567
[10 empty] | 29.36% | 0.40566
[10 empty] | 29.36% | 0.40558
[10 empty] | 29.36% | 0.40557
[10 empty] | 29.37% | 0.40557
[10 empty] | 29.37% | 0.40556
[10 empty] | 29.37% | 0.40556
[10 empty] | 29.38% | 0.40554
[10 empty] | 29.38% | 0.40554
[10 empty] | 29.38% | 0.40554
[10 empty] | 29.38% | 0.40553
[10 empty] | 29.39% | 0.40552
[10 empty] | 29.39% | 0.40549
[10 empty] | 29.39% | 0.40549
[10 empty] | 29.4% | 0.40548
[10 empty] | 29.4% | 0.40548
[10 empty] | 29.4% | 0.40548
[10 empty] | 29.4% | 0.40546
[10 empty] | 29.41% | 0.40544
[10 empty] | 29.41% | 0.40543
[10 empty] | 29.41% | 0.40542
[10 empty] | 29.42% | 0.40542
[10 empty] | 29.42% | 0.4054
[10 empty] | 29.42% | 0.4054
[10 empty] | 29.42% | 0.4054
[10 empty] | 29.43% | 0.40538
[10 empty] | 29.43% | 0.40537
[10 empty] | 29.43% | 0.40536
[10 empty] | 29.44% | 0.40534
[10 empty] | 29.44% | 0.40534
[10 empty] | 29.44% | 0.40533
[10 empty] | 29.44% | 0.40532
[10 empty] | 29.45% | 0.4053
[10 empty] | 29.45% | 0.4053
[10 empty] | 29.45% | 0.40527
[10 empty] | 29.46% | 0.40527
[10 empty] | 29.46% | 0.40526
[10 empty] | 29.46% | 0.40525
[10 empty] | 29.46% | 0.40523
[10 empty] | 29.47% | 0.40522
[10 empty] | 29.47% | 0.40522
[10 empty] | 29.47% | 0.40521
[10 empty] | 29.48% | 0.40519
[10 empty] | 29.48% | 0.40518
[10 empty] | 29.48% | 0.40516
[10 empty] | 29.48% | 0.40516
[10 empty] | 29.49% | 0.40515
[10 empty] | 29.49% | 0.40514
[10 empty] | 29.49% | 0.40514
[10 empty] | 29.5% | 0.40513
[10 empty] | 29.5% | 0.40513
[10 empty] | 29.5% | 0.40513
[10 empty] | 29.5% | 0.40512
[10 empty] | 29.51% | 0.40512
[10 empty] | 29.51% | 0.40511
[10 empty] | 29.51% | 0.40511
[10 empty] | 29.52% | 0.40511
[10 empty] | 29.52% | 0.4051
[10 empty] | 29.52% | 0.40509
[10 empty] | 29.52% | 0.40508
[10 empty] | 29.53% | 0.40505
[10 empty] | 29.53% | 0.40505
[10 empty] | 29.53% | 0.40502
[10 empty] | 29.54% | 0.40501
[10 empty] | 29.54% | 0.40499
[10 empty] | 29.54% | 0.40498
[10 empty] | 29.54% | 0.40497
[10 empty] | 29.55% | 0.40495
[10 empty] | 29.55% | 0.40494
[10 empty] | 29.55% | 0.40493
[10 empty] | 29.56% | 0.40493
[10 empty] | 29.56% | 0.40491
[10 empty] | 29.56% | 0.4049
[10 empty] | 29.56% | 0.40488
[10 empty] | 29.57% | 0.40486
[10 empty] | 29.57% | 0.40486
[10 empty] | 29.57% | 0.40485
[10 empty] | 29.58% | 0.40485
[10 empty] | 29.58% | 0.40484
[10 empty] | 29.58% | 0.40484
[10 empty] | 29.58% | 0.40484
[10 empty] | 29.59% | 0.40483
[10 empty] | 29.59% | 0.40482
[10 empty] | 29.59% | 0.40482
[10 empty] | 29.6% | 0.40481
[10 empty] | 29.6% | 0.40479
[10 empty] | 29.6% | 0.40478
[10 empty] | 29.6% | 0.40477
[10 empty] | 29.61% | 0.40476
[10 empty] | 29.61% | 0.40475
[10 empty] | 29.61% | 0.40474
[10 empty] | 29.62% | 0.40473
[10 empty] | 29.62% | 0.40472
[10 empty] | 29.62% | 0.40472
[10 empty] | 29.62% | 0.40472
[10 empty] | 29.63% | 0.40472
[10 empty] | 29.63% | 0.40471
[10 empty] | 29.63% | 0.40471
[10 empty] | 29.64% | 0.4047
[10 empty] | 29.64% | 0.4047
[10 empty] | 29.64% | 0.40469
[10 empty] | 29.64% | 0.40469
[10 empty] | 29.65% | 0.40469
[10 empty] | 29.65% | 0.40468
[10 empty] | 29.65% | 0.40467
[10 empty] | 29.66% | 0.40467
[10 empty] | 29.66% | 0.40466
[10 empty] | 29.66% | 0.40466
[10 empty] | 29.66% | 0.40465
[10 empty] | 29.67% | 0.40464
[10 empty] | 29.67% | 0.40463
[10 empty] | 29.67% | 0.40463
[10 empty] | 29.68% | 0.40461
[10 empty] | 29.68% | 0.40461
[10 empty] | 29.68% | 0.40461
[10 empty] | 29.68% | 0.40458
[10 empty] | 29.69% | 0.40456
[10 empty] | 29.69% | 0.40456
[10 empty] | 29.69% | 0.40453
[10 empty] | 29.7% | 0.40452
[10 empty] | 29.7% | 0.40451
[10 empty] | 29.7% | 0.40449
[10 empty] | 29.7% | 0.40449
[10 empty] | 29.71% | 0.40448
[10 empty] | 29.71% | 0.40446
[10 empty] | 29.71% | 0.40446
[10 empty] | 29.72% | 0.40446
[10 empty] | 29.72% | 0.40445
[10 empty] | 29.72% | 0.40444
[10 empty] | 29.72% | 0.40443
[10 empty] | 29.73% | 0.40442
[10 empty] | 29.73% | 0.4044
[10 empty] | 29.73% | 0.40439
[10 empty] | 29.74% | 0.40438
[10 empty] | 29.74% | 0.40437
[10 empty] | 29.74% | 0.40435
[10 empty] | 29.74% | 0.40431
[10 empty] | 29.75% | 0.40431
[10 empty] | 29.75% | 0.4043
[10 empty] | 29.75% | 0.4043
[10 empty] | 29.76% | 0.4043
[10 empty] | 29.76% | 0.40429
[10 empty] | 29.76% | 0.40429
[10 empty] | 29.76% | 0.40429
[10 empty] | 29.77% | 0.40428
[10 empty] | 29.77% | 0.40427
[10 empty] | 29.77% | 0.40427
[10 empty] | 29.78% | 0.40426
[10 empty] | 29.78% | 0.40424
[10 empty] | 29.78% | 0.40423
[10 empty] | 29.78% | 0.40423
[10 empty] | 29.79% | 0.40422
[10 empty] | 29.79% | 0.40422
[10 empty] | 29.79% | 0.40422
[10 empty] | 29.8% | 0.40421
[10 empty] | 29.8% | 0.4042
[10 empty] | 29.8% | 0.40419
[10 empty] | 29.8% | 0.40417
[10 empty] | 29.81% | 0.40417
[10 empty] | 29.81% | 0.40416
[10 empty] | 29.81% | 0.40413
[10 empty] | 29.82% | 0.40413
[10 empty] | 29.82% | 0.40412
[10 empty] | 29.82% | 0.4041
[10 empty] | 29.82% | 0.4041
[10 empty] | 29.83% | 0.40409
[10 empty] | 29.83% | 0.40409
[10 empty] | 29.83% | 0.40408
[10 empty] | 29.84% | 0.40408
[10 empty] | 29.84% | 0.40408
[10 empty] | 29.84% | 0.40406
[10 empty] | 29.84% | 0.40406
[10 empty] | 29.85% | 0.40404
[10 empty] | 29.85% | 0.40404
[10 empty] | 29.85% | 0.40402
[10 empty] | 29.86% | 0.40401
[10 empty] | 29.86% | 0.40401
[10 empty] | 29.86% | 0.40401
[10 empty] | 29.86% | 0.40401
[10 empty] | 29.87% | 0.404
[10 empty] | 29.87% | 0.40399
[10 empty] | 29.87% | 0.40399
[10 empty] | 29.88% | 0.40398
[10 empty] | 29.88% | 0.40397
[10 empty] | 29.88% | 0.40396
[10 empty] | 29.88% | 0.40396
[10 empty] | 29.89% | 0.40392
[10 empty] | 29.89% | 0.40392
[10 empty] | 29.89% | 0.40388
[10 empty] | 29.9% | 0.40387
[10 empty] | 29.9% | 0.40387
[10 empty] | 29.9% | 0.40387
[10 empty] | 29.9% | 0.40384
[10 empty] | 29.91% | 0.40383
[10 empty] | 29.91% | 0.40381
[10 empty] | 29.91% | 0.40381
[10 empty] | 29.92% | 0.4038
[10 empty] | 29.92% | 0.40379
[10 empty] | 29.92% | 0.40377
[10 empty] | 29.92% | 0.40376
[10 empty] | 29.93% | 0.40376
[10 empty] | 29.93% | 0.40375
[10 empty] | 29.93% | 0.40375
[10 empty] | 29.94% | 0.40374
[10 empty] | 29.94% | 0.40374
[10 empty] | 29.94% | 0.40373
[10 empty] | 29.94% | 0.40372
[10 empty] | 29.95% | 0.40372
[10 empty] | 29.95% | 0.4037
[10 empty] | 29.95% | 0.40368
[10 empty] | 29.96% | 0.40367
[10 empty] | 29.96% | 0.40365
[10 empty] | 29.96% | 0.40364
[10 empty] | 29.96% | 0.40364
[10 empty] | 29.97% | 0.40364
[10 empty] | 29.97% | 0.40361
[10 empty] | 29.97% | 0.4036
[10 empty] | 29.98% | 0.4036
[10 empty] | 29.98% | 0.40359
[10 empty] | 29.98% | 0.40358
[10 empty] | 29.98% | 0.40358
[10 empty] | 29.99% | 0.40358
[10 empty] | 29.99% | 0.40358
[10 empty] | 29.99% | 0.40357
[10 empty] | 30% | 0.40357
[10 empty] | 30% | 0.40357
[10 empty] | 30% | 0.40356
[10 empty] | 30% | 0.40355
[10 empty] | 30.01% | 0.40355
[10 empty] | 30.01% | 0.40355
[10 empty] | 30.01% | 0.40352
[10 empty] | 30.02% | 0.40352
[10 empty] | 30.02% | 0.40351
[10 empty] | 30.02% | 0.40349
[10 empty] | 30.02% | 0.40349
[10 empty] | 30.03% | 0.40347
[10 empty] | 30.03% | 0.40346
[10 empty] | 30.03% | 0.40345
[10 empty] | 30.04% | 0.40344
[10 empty] | 30.04% | 0.40344
[10 empty] | 30.04% | 0.40342
[10 empty] | 30.04% | 0.40341
[10 empty] | 30.05% | 0.4034
[10 empty] | 30.05% | 0.40339
[10 empty] | 30.05% | 0.40339
[10 empty] | 30.06% | 0.40339
[10 empty] | 30.06% | 0.40339
[10 empty] | 30.06% | 0.40339
[10 empty] | 30.06% | 0.40337
[10 empty] | 30.07% | 0.40336
[10 empty] | 30.07% | 0.40335
[10 empty] | 30.07% | 0.40334
[10 empty] | 30.08% | 0.40332
[10 empty] | 30.08% | 0.40332
[10 empty] | 30.08% | 0.40331
[10 empty] | 30.08% | 0.40329
[10 empty] | 30.09% | 0.40328
[10 empty] | 30.09% | 0.40327
[10 empty] | 30.09% | 0.40327
[10 empty] | 30.1% | 0.40323
[10 empty] | 30.1% | 0.4032
[10 empty] | 30.1% | 0.4032
[10 empty] | 30.1% | 0.40319
[10 empty] | 30.11% | 0.40318
[10 empty] | 30.11% | 0.40317
[10 empty] | 30.11% | 0.40316
[10 empty] | 30.12% | 0.40316
[10 empty] | 30.12% | 0.40314
[10 empty] | 30.12% | 0.40313
[10 empty] | 30.12% | 0.40313
[10 empty] | 30.13% | 0.40312
[10 empty] | 30.13% | 0.40312
[10 empty] | 30.13% | 0.40312
[10 empty] | 30.14% | 0.40311
[10 empty] | 30.14% | 0.40311
[10 empty] | 30.14% | 0.40309
[10 empty] | 30.14% | 0.40308
[10 empty] | 30.15% | 0.40307
[10 empty] | 30.15% | 0.40307
[10 empty] | 30.15% | 0.40305
[10 empty] | 30.16% | 0.40305
[10 empty] | 30.16% | 0.40305
[10 empty] | 30.16% | 0.40304
[10 empty] | 30.16% | 0.40303
[10 empty] | 30.17% | 0.40302
[10 empty] | 30.17% | 0.403
[10 empty] | 30.17% | 0.40299
[10 empty] | 30.18% | 0.40298
[10 empty] | 30.18% | 0.40297
[10 empty] | 30.18% | 0.40296
[10 empty] | 30.18% | 0.40295
[10 empty] | 30.19% | 0.40294
[10 empty] | 30.19% | 0.40294
[10 empty] | 30.19% | 0.40294
[10 empty] | 30.2% | 0.40294
[10 empty] | 30.2% | 0.40292
[10 empty] | 30.2% | 0.4029
[10 empty] | 30.2% | 0.40289
[10 empty] | 30.21% | 0.40287
[10 empty] | 30.21% | 0.40287
[10 empty] | 30.21% | 0.40286
[10 empty] | 30.22% | 0.40286
[10 empty] | 30.22% | 0.40286
[10 empty] | 30.22% | 0.40285
[10 empty] | 30.22% | 0.40285
[10 empty] | 30.23% | 0.40284
[10 empty] | 30.23% | 0.40284
[10 empty] | 30.23% | 0.40281
[10 empty] | 30.24% | 0.4028
[10 empty] | 30.24% | 0.4028
[10 empty] | 30.24% | 0.40276
[10 empty] | 30.24% | 0.40275
[10 empty] | 30.25% | 0.40275
[10 empty] | 30.25% | 0.40275
[10 empty] | 30.25% | 0.40275
[10 empty] | 30.26% | 0.40274
[10 empty] | 30.26% | 0.40273
[10 empty] | 30.26% | 0.40273
[10 empty] | 30.26% | 0.40273
[10 empty] | 30.27% | 0.40272
[10 empty] | 30.27% | 0.40272
[10 empty] | 30.27% | 0.40272
[10 empty] | 30.28% | 0.40272
[10 empty] | 30.28% | 0.40271
[10 empty] | 30.28% | 0.40271
[10 empty] | 30.28% | 0.4027
[10 empty] | 30.29% | 0.40269
[10 empty] | 30.29% | 0.40267
[10 empty] | 30.29% | 0.40267
[10 empty] | 30.3% | 0.40267
[10 empty] | 30.3% | 0.40266
[10 empty] | 30.3% | 0.40265
[10 empty] | 30.3% | 0.40264
[10 empty] | 30.31% | 0.40264
[10 empty] | 30.31% | 0.40263
[10 empty] | 30.31% | 0.40263
[10 empty] | 30.32% | 0.4026
[10 empty] | 30.32% | 0.40259
[10 empty] | 30.32% | 0.40257
[10 empty] | 30.32% | 0.40257
[10 empty] | 30.33% | 0.40256
[10 empty] | 30.33% | 0.40256
[10 empty] | 30.33% | 0.40255
[10 empty] | 30.34% | 0.40254
[10 empty] | 30.34% | 0.40252
[10 empty] | 30.34% | 0.40252
[10 empty] | 30.34% | 0.4025
[10 empty] | 30.35% | 0.4025
[10 empty] | 30.35% | 0.40248
[10 empty] | 30.35% | 0.40248
[10 empty] | 30.36% | 0.40246
[10 empty] | 30.36% | 0.40246
[10 empty] | 30.36% | 0.40245
[10 empty] | 30.36% | 0.40245
[10 empty] | 30.37% | 0.40243
[10 empty] | 30.37% | 0.40243
[10 empty] | 30.37% | 0.40243
[10 empty] | 30.37% | 0.40243
[10 empty] | 30.38% | 0.40239
[10 empty] | 30.38% | 0.40239
[10 empty] | 30.38% | 0.40238
[10 empty] | 30.39% | 0.40237
[10 empty] | 30.39% | 0.40237
[10 empty] | 30.39% | 0.40237
[10 empty] | 30.39% | 0.40236
[10 empty] | 30.4% | 0.40234
[10 empty] | 30.4% | 0.40233
[10 empty] | 30.4% | 0.40232
[10 empty] | 30.41% | 0.40231
[10 empty] | 30.41% | 0.40231
[10 empty] | 30.41% | 0.40231
[10 empty] | 30.41% | 0.40231
[10 empty] | 30.42% | 0.4023
[10 empty] | 30.42% | 0.4023
[10 empty] | 30.42% | 0.4023
[10 empty] | 30.43% | 0.40229
[10 empty] | 30.43% | 0.40229
[10 empty] | 30.43% | 0.40229
[10 empty] | 30.43% | 0.40228
[10 empty] | 30.44% | 0.40227
[10 empty] | 30.44% | 0.40226
[10 empty] | 30.44% | 0.40226
[10 empty] | 30.45% | 0.40224
[10 empty] | 30.45% | 0.40222
[10 empty] | 30.45% | 0.4022
[10 empty] | 30.45% | 0.4022
[10 empty] | 30.46% | 0.4022
[10 empty] | 30.46% | 0.40218
[10 empty] | 30.46% | 0.40217
[10 empty] | 30.47% | 0.40214
[10 empty] | 30.47% | 0.40214
[10 empty] | 30.47% | 0.40213
[10 empty] | 30.47% | 0.40211
[10 empty] | 30.48% | 0.4021
[10 empty] | 30.48% | 0.40209
[10 empty] | 30.48% | 0.40209
[10 empty] | 30.49% | 0.40209
[10 empty] | 30.49% | 0.40208
[10 empty] | 30.49% | 0.40207
[10 empty] | 30.49% | 0.40207
[10 empty] | 30.5% | 0.40207
[10 empty] | 30.5% | 0.40206
[10 empty] | 30.5% | 0.40203
[10 empty] | 30.51% | 0.40202
[10 empty] | 30.51% | 0.40201
[10 empty] | 30.51% | 0.402
[10 empty] | 30.51% | 0.402
[10 empty] | 30.52% | 0.402
[10 empty] | 30.52% | 0.402
[10 empty] | 30.52% | 0.402
[10 empty] | 30.53% | 0.40199
[10 empty] | 30.53% | 0.40198
[10 empty] | 30.53% | 0.40197
[10 empty] | 30.53% | 0.40197
[10 empty] | 30.54% | 0.40196
[10 empty] | 30.54% | 0.40196
[10 empty] | 30.54% | 0.40196
[10 empty] | 30.55% | 0.40195
[10 empty] | 30.55% | 0.40194
[10 empty] | 30.55% | 0.40193
[10 empty] | 30.55% | 0.40193
[10 empty] | 30.56% | 0.40193
[10 empty] | 30.56% | 0.40191
[10 empty] | 30.56% | 0.40189
[10 empty] | 30.57% | 0.40188
[10 empty] | 30.57% | 0.40187
[10 empty] | 30.57% | 0.40182
[10 empty] | 30.57% | 0.40182
[10 empty] | 30.58% | 0.40181
[10 empty] | 30.58% | 0.4018
[10 empty] | 30.58% | 0.40179
[10 empty] | 30.59% | 0.40178
[10 empty] | 30.59% | 0.40176
[10 empty] | 30.59% | 0.40175
[10 empty] | 30.59% | 0.40174
[10 empty] | 30.6% | 0.40174
[10 empty] | 30.6% | 0.40168
[10 empty] | 30.6% | 0.40168
[10 empty] | 30.61% | 0.40165
[10 empty] | 30.61% | 0.40165
[10 empty] | 30.61% | 0.40164
[10 empty] | 30.61% | 0.40164
[10 empty] | 30.62% | 0.40164
[10 empty] | 30.62% | 0.40162
[10 empty] | 30.62% | 0.40161
[10 empty] | 30.63% | 0.40161
[10 empty] | 30.63% | 0.40159
[10 empty] | 30.63% | 0.40158
[10 empty] | 30.63% | 0.40157
[10 empty] | 30.64% | 0.40154
[10 empty] | 30.64% | 0.40154
[10 empty] | 30.64% | 0.40152
[10 empty] | 30.65% | 0.40151
[10 empty] | 30.65% | 0.4015
[10 empty] | 30.65% | 0.4015
[10 empty] | 30.65% | 0.40149
[10 empty] | 30.66% | 0.40148
[10 empty] | 30.66% | 0.40147
[10 empty] | 30.66% | 0.40147
[10 empty] | 30.67% | 0.40147
[10 empty] | 30.67% | 0.40145
[10 empty] | 30.67% | 0.40144
[10 empty] | 30.67% | 0.40143
[10 empty] | 30.68% | 0.40143
[10 empty] | 30.68% | 0.40142
[10 empty] | 30.68% | 0.40142
[10 empty] | 30.69% | 0.40141
[10 empty] | 30.69% | 0.4014
[10 empty] | 30.69% | 0.40139
[10 empty] | 30.69% | 0.40138
[10 empty] | 30.7% | 0.40138
[10 empty] | 30.7% | 0.40137
[10 empty] | 30.7% | 0.40136
[10 empty] | 30.71% | 0.40136
[10 empty] | 30.71% | 0.40135
[10 empty] | 30.71% | 0.40135
[10 empty] | 30.71% | 0.40132
[10 empty] | 30.72% | 0.40132
[10 empty] | 30.72% | 0.4013
[10 empty] | 30.72% | 0.40129
[10 empty] | 30.73% | 0.40129
[10 empty] | 30.73% | 0.40129
[10 empty] | 30.73% | 0.40128
[10 empty] | 30.73% | 0.40126
[10 empty] | 30.74% | 0.40126
[10 empty] | 30.74% | 0.40125
[10 empty] | 30.74% | 0.40125
[10 empty] | 30.75% | 0.40124
[10 empty] | 30.75% | 0.40124
[10 empty] | 30.75% | 0.40122
[10 empty] | 30.75% | 0.4012
[10 empty] | 30.76% | 0.40119
[10 empty] | 30.76% | 0.40119
[10 empty] | 30.76% | 0.40119
[10 empty] | 30.77% | 0.40118
[10 empty] | 30.77% | 0.40118
[10 empty] | 30.77% | 0.40117
[10 empty] | 30.77% | 0.40116
[10 empty] | 30.78% | 0.40114
[10 empty] | 30.78% | 0.40113
[10 empty] | 30.78% | 0.40112
[10 empty] | 30.79% | 0.40112
[10 empty] | 30.79% | 0.40111
[10 empty] | 30.79% | 0.40111
[10 empty] | 30.79% | 0.40111
[10 empty] | 30.8% | 0.40111
[10 empty] | 30.8% | 0.40111
[10 empty] | 30.8% | 0.4011
[10 empty] | 30.81% | 0.4011
[10 empty] | 30.81% | 0.40109
[10 empty] | 30.81% | 0.40106
[10 empty] | 30.81% | 0.40106
[10 empty] | 30.82% | 0.40105
[10 empty] | 30.82% | 0.40105
[10 empty] | 30.82% | 0.40105
[10 empty] | 30.83% | 0.40105
[10 empty] | 30.83% | 0.40103
[10 empty] | 30.83% | 0.40103
[10 empty] | 30.83% | 0.40103
[10 empty] | 30.84% | 0.401
[10 empty] | 30.84% | 0.40099
[10 empty] | 30.84% | 0.40099
[10 empty] | 30.85% | 0.40098
[10 empty] | 30.85% | 0.40098
[10 empty] | 30.85% | 0.40097
[10 empty] | 30.85% | 0.40097
[10 empty] | 30.86% | 0.40097
[10 empty] | 30.86% | 0.40094
[10 empty] | 30.86% | 0.40094
[10 empty] | 30.87% | 0.40094
[10 empty] | 30.87% | 0.40093
[10 empty] | 30.87% | 0.40093
[10 empty] | 30.87% | 0.40093
[10 empty] | 30.88% | 0.40086
[10 empty] | 30.88% | 0.40086
[10 empty] | 30.88% | 0.40084
[10 empty] | 30.89% | 0.40083
[10 empty] | 30.89% | 0.40083
[10 empty] | 30.89% | 0.40083
[10 empty] | 30.89% | 0.40081
[10 empty] | 30.9% | 0.40081
[10 empty] | 30.9% | 0.4008
[10 empty] | 30.9% | 0.40079
[10 empty] | 30.91% | 0.40079
[10 empty] | 30.91% | 0.40078
[10 empty] | 30.91% | 0.40078
[10 empty] | 30.91% | 0.40078
[10 empty] | 30.92% | 0.40076
[10 empty] | 30.92% | 0.40075
[10 empty] | 30.92% | 0.40074
[10 empty] | 30.93% | 0.40072
[10 empty] | 30.93% | 0.40072
[10 empty] | 30.93% | 0.4007
[10 empty] | 30.93% | 0.40067
[10 empty] | 30.94% | 0.40066
[10 empty] | 30.94% | 0.40066
[10 empty] | 30.94% | 0.40066
[10 empty] | 30.95% | 0.40064
[10 empty] | 30.95% | 0.40064
[10 empty] | 30.95% | 0.40064
[10 empty] | 30.95% | 0.40063
[10 empty] | 30.96% | 0.40062
[10 empty] | 30.96% | 0.40059
[10 empty] | 30.96% | 0.40059
[10 empty] | 30.97% | 0.40059
[10 empty] | 30.97% | 0.40059
[10 empty] | 30.97% | 0.40057
[10 empty] | 30.97% | 0.40055
[10 empty] | 30.98% | 0.40054
[10 empty] | 30.98% | 0.40054
[10 empty] | 30.98% | 0.40054
[10 empty] | 30.99% | 0.40054
[10 empty] | 30.99% | 0.40054
[10 empty] | 30.99% | 0.40052
[10 empty] | 30.99% | 0.40052
[10 empty] | 31% | 0.40052
[10 empty] | 31% | 0.40051
[10 empty] | 31% | 0.40051
[10 empty] | 31.01% | 0.40049
[10 empty] | 31.01% | 0.40048
[10 empty] | 31.01% | 0.40046
[10 empty] | 31.01% | 0.40045
[10 empty] | 31.02% | 0.40041
[10 empty] | 31.02% | 0.40041
[10 empty] | 31.02% | 0.40039
[10 empty] | 31.03% | 0.40039
[10 empty] | 31.03% | 0.40038
[10 empty] | 31.03% | 0.40038
[10 empty] | 31.03% | 0.40038
[10 empty] | 31.04% | 0.40037
[10 empty] | 31.04% | 0.40037
[10 empty] | 31.04% | 0.40035
[10 empty] | 31.05% | 0.40034
[10 empty] | 31.05% | 0.40033
[10 empty] | 31.05% | 0.40032
[10 empty] | 31.05% | 0.40031
[10 empty] | 31.06% | 0.4003
[10 empty] | 31.06% | 0.40029
[10 empty] | 31.06% | 0.40029
[10 empty] | 31.07% | 0.40027
[10 empty] | 31.07% | 0.40026
[10 empty] | 31.07% | 0.40024
[10 empty] | 31.07% | 0.40023
[10 empty] | 31.08% | 0.40021
[10 empty] | 31.08% | 0.4002
[10 empty] | 31.08% | 0.4002
[10 empty] | 31.09% | 0.40018
[10 empty] | 31.09% | 0.40018
[10 empty] | 31.09% | 0.40017
[10 empty] | 31.09% | 0.40017
[10 empty] | 31.1% | 0.40015
[10 empty] | 31.1% | 0.40015
[10 empty] | 31.1% | 0.40015
[10 empty] | 31.11% | 0.40014
[10 empty] | 31.11% | 0.40013
[10 empty] | 31.11% | 0.40013
[10 empty] | 31.11% | 0.4001
[10 empty] | 31.12% | 0.40007
[10 empty] | 31.12% | 0.40006
[10 empty] | 31.12% | 0.40006
[10 empty] | 31.13% | 0.40006
[10 empty] | 31.13% | 0.40005
[10 empty] | 31.13% | 0.40005
[10 empty] | 31.13% | 0.40004
[10 empty] | 31.14% | 0.40004
[10 empty] | 31.14% | 0.40004
[10 empty] | 31.14% | 0.40003
[10 empty] | 31.15% | 0.40002
[10 empty] | 31.15% | 0.40001
[10 empty] | 31.15% | 0.40001
[10 empty] | 31.15% | 0.4
[10 empty] | 31.16% | 0.39998
[10 empty] | 31.16% | 0.39998
[10 empty] | 31.16% | 0.39998
[10 empty] | 31.17% | 0.39995
[10 empty] | 31.17% | 0.39993
[10 empty] | 31.17% | 0.39993
[10 empty] | 31.17% | 0.39993
[10 empty] | 31.18% | 0.39993
[10 empty] | 31.18% | 0.39992
[10 empty] | 31.18% | 0.39992
[10 empty] | 31.19% | 0.3999
[10 empty] | 31.19% | 0.39989
[10 empty] | 31.19% | 0.39987
[10 empty] | 31.19% | 0.39987
[10 empty] | 31.2% | 0.39987
[10 empty] | 31.2% | 0.39987
[10 empty] | 31.2% | 0.39979
[10 empty] | 31.21% | 0.39976
[10 empty] | 31.21% | 0.39976
[10 empty] | 31.21% | 0.39975
[10 empty] | 31.21% | 0.39974
[10 empty] | 31.22% | 0.39972
[10 empty] | 31.22% | 0.3997
[10 empty] | 31.22% | 0.39969
[10 empty] | 31.23% | 0.39968
[10 empty] | 31.23% | 0.39968
[10 empty] | 31.23% | 0.39967
[10 empty] | 31.23% | 0.39965
[10 empty] | 31.24% | 0.39965
[10 empty] | 31.24% | 0.39965
[10 empty] | 31.24% | 0.39964
[10 empty] | 31.25% | 0.39962
[10 empty] | 31.25% | 0.39962
[10 empty] | 31.25% | 0.39962
[10 empty] | 31.25% | 0.39961
[10 empty] | 31.26% | 0.39961
[10 empty] | 31.26% | 0.39958
[10 empty] | 31.26% | 0.39957
[10 empty] | 31.27% | 0.39956
[10 empty] | 31.27% | 0.39955
[10 empty] | 31.27% | 0.39954
[10 empty] | 31.27% | 0.39953
[10 empty] | 31.28% | 0.39953
[10 empty] | 31.28% | 0.39953
[10 empty] | 31.28% | 0.39952
[10 empty] | 31.29% | 0.39951
[10 empty] | 31.29% | 0.39949
[10 empty] | 31.29% | 0.39949
[10 empty] | 31.29% | 0.39944
[10 empty] | 31.3% | 0.39942
[10 empty] | 31.3% | 0.39942
[10 empty] | 31.3% | 0.39942
[10 empty] | 31.31% | 0.39941
[10 empty] | 31.31% | 0.3994
[10 empty] | 31.31% | 0.39939
[10 empty] | 31.31% | 0.39938
[10 empty] | 31.32% | 0.39938
[10 empty] | 31.32% | 0.39938
[10 empty] | 31.32% | 0.39937
[10 empty] | 31.33% | 0.39936
[10 empty] | 31.33% | 0.39933
[10 empty] | 31.33% | 0.39932
[10 empty] | 31.33% | 0.39932
[10 empty] | 31.34% | 0.39931
[10 empty] | 31.34% | 0.39931
[10 empty] | 31.34% | 0.3993
[10 empty] | 31.35% | 0.39926
[10 empty] | 31.35% | 0.39925
[10 empty] | 31.35% | 0.39925
[10 empty] | 31.35% | 0.39922
[10 empty] | 31.36% | 0.39922
[10 empty] | 31.36% | 0.39922
[10 empty] | 31.36% | 0.3992
[10 empty] | 31.37% | 0.39919
[10 empty] | 31.37% | 0.39919
[10 empty] | 31.37% | 0.39919
[10 empty] | 31.37% | 0.39918
[10 empty] | 31.38% | 0.39918
[10 empty] | 31.38% | 0.39917
[10 empty] | 31.38% | 0.39916
[10 empty] | 31.39% | 0.39915
[10 empty] | 31.39% | 0.39915
[10 empty] | 31.39% | 0.39914
[10 empty] | 31.39% | 0.39913
[10 empty] | 31.4% | 0.39912
[10 empty] | 31.4% | 0.39911
[10 empty] | 31.4% | 0.39911
[10 empty] | 31.41% | 0.39911
[10 empty] | 31.41% | 0.39908
[10 empty] | 31.41% | 0.39908
[10 empty] | 31.41% | 0.39906
[10 empty] | 31.42% | 0.39906
[10 empty] | 31.42% | 0.39905
[10 empty] | 31.42% | 0.39904
[10 empty] | 31.43% | 0.39904
[10 empty] | 31.43% | 0.39903
[10 empty] | 31.43% | 0.39902
[10 empty] | 31.43% | 0.39901
[10 empty] | 31.44% | 0.39901
[10 empty] | 31.44% | 0.39901
[10 empty] | 31.44% | 0.39901
[10 empty] | 31.45% | 0.399
[10 empty] | 31.45% | 0.39898
[10 empty] | 31.45% | 0.39897
[10 empty] | 31.45% | 0.39896
[10 empty] | 31.46% | 0.39895
[10 empty] | 31.46% | 0.39895
[10 empty] | 31.46% | 0.39894
[10 empty] | 31.47% | 0.39893
[10 empty] | 31.47% | 0.39893
[10 empty] | 31.47% | 0.39892
[10 empty] | 31.47% | 0.39892
[10 empty] | 31.48% | 0.3989
[10 empty] | 31.48% | 0.39889
[10 empty] | 31.48% | 0.39889
[10 empty] | 31.49% | 0.39887
[10 empty] | 31.49% | 0.39886
[10 empty] | 31.49% | 0.39885
[10 empty] | 31.49% | 0.39882
[10 empty] | 31.5% | 0.39882
[10 empty] | 31.5% | 0.3988
[10 empty] | 31.5% | 0.3988
[10 empty] | 31.51% | 0.3988
[10 empty] | 31.51% | 0.3988
[10 empty] | 31.51% | 0.39877
[10 empty] | 31.51% | 0.39876
[10 empty] | 31.52% | 0.39875
[10 empty] | 31.52% | 0.39874
[10 empty] | 31.52% | 0.39874
[10 empty] | 31.53% | 0.39874
[10 empty] | 31.53% | 0.39873
[10 empty] | 31.53% | 0.39873
[10 empty] | 31.53% | 0.39873
[10 empty] | 31.54% | 0.39872
[10 empty] | 31.54% | 0.3987
[10 empty] | 31.54% | 0.39869
[10 empty] | 31.55% | 0.39869
[10 empty] | 31.55% | 0.39868
[10 empty] | 31.55% | 0.39867
[10 empty] | 31.55% | 0.39864
[10 empty] | 31.56% | 0.39864
[10 empty] | 31.56% | 0.39862
[10 empty] | 31.56% | 0.39862
[10 empty] | 31.56% | 0.39862
[10 empty] | 31.57% | 0.39861
[10 empty] | 31.57% | 0.39861
[10 empty] | 31.57% | 0.3986
[10 empty] | 31.58% | 0.39859
[10 empty] | 31.58% | 0.39859
[10 empty] | 31.58% | 0.39857
[10 empty] | 31.58% | 0.39857
[10 empty] | 31.59% | 0.39856
[10 empty] | 31.59% | 0.39856
[10 empty] | 31.59% | 0.39853
[10 empty] | 31.6% | 0.39849
[10 empty] | 31.6% | 0.39849
[10 empty] | 31.6% | 0.39849
[10 empty] | 31.6% | 0.39848
[10 empty] | 31.61% | 0.39848
[10 empty] | 31.61% | 0.39848
[10 empty] | 31.61% | 0.39847
[10 empty] | 31.62% | 0.39846
[10 empty] | 31.62% | 0.39845
[10 empty] | 31.62% | 0.39845
[10 empty] | 31.62% | 0.39844
[10 empty] | 31.63% | 0.39842
[10 empty] | 31.63% | 0.39841
[10 empty] | 31.63% | 0.3984
[10 empty] | 31.64% | 0.3984
[10 empty] | 31.64% | 0.39839
[10 empty] | 31.64% | 0.39838
[10 empty] | 31.64% | 0.39838
[10 empty] | 31.65% | 0.39836
[10 empty] | 31.65% | 0.39835
[10 empty] | 31.65% | 0.39835
[10 empty] | 31.66% | 0.39835
[10 empty] | 31.66% | 0.39835
[10 empty] | 31.66% | 0.39835
[10 empty] | 31.66% | 0.39834
[10 empty] | 31.67% | 0.39833
[10 empty] | 31.67% | 0.39832
[10 empty] | 31.67% | 0.39832
[10 empty] | 31.68% | 0.39831
[10 empty] | 31.68% | 0.39831
[10 empty] | 31.68% | 0.3983
[10 empty] | 31.68% | 0.39829
[10 empty] | 31.69% | 0.39827
[10 empty] | 31.69% | 0.39825
[10 empty] | 31.69% | 0.39823
[10 empty] | 31.7% | 0.39823
[10 empty] | 31.7% | 0.39822
[10 empty] | 31.7% | 0.39822
[10 empty] | 31.7% | 0.39822
[10 empty] | 31.71% | 0.39822
[10 empty] | 31.71% | 0.39822
[10 empty] | 31.71% | 0.39821
[10 empty] | 31.72% | 0.3982
[10 empty] | 31.72% | 0.3982
[10 empty] | 31.72% | 0.3982
[10 empty] | 31.72% | 0.39819
[10 empty] | 31.73% | 0.39818
[10 empty] | 31.73% | 0.39817
[10 empty] | 31.73% | 0.39816
[10 empty] | 31.74% | 0.39814
[10 empty] | 31.74% | 0.39814
[10 empty] | 31.74% | 0.39813
[10 empty] | 31.74% | 0.39812
[10 empty] | 31.75% | 0.39812
[10 empty] | 31.75% | 0.39812
[10 empty] | 31.75% | 0.39812
[10 empty] | 31.76% | 0.3981
[10 empty] | 31.76% | 0.3981
[10 empty] | 31.76% | 0.3981
[10 empty] | 31.76% | 0.39809
[10 empty] | 31.77% | 0.39808
[10 empty] | 31.77% | 0.39806
[10 empty] | 31.77% | 0.39806
[10 empty] | 31.78% | 0.39806
[10 empty] | 31.78% | 0.39806
[10 empty] | 31.78% | 0.39804
[10 empty] | 31.78% | 0.39804
[10 empty] | 31.79% | 0.39803
[10 empty] | 31.79% | 0.39802
[10 empty] | 31.79% | 0.398
[10 empty] | 31.8% | 0.39797
[10 empty] | 31.8% | 0.39795
[10 empty] | 31.8% | 0.39795
[10 empty] | 31.8% | 0.39795
[10 empty] | 31.81% | 0.39793
[10 empty] | 31.81% | 0.39793
[10 empty] | 31.81% | 0.39792
[10 empty] | 31.82% | 0.39791
[10 empty] | 31.82% | 0.39791
[10 empty] | 31.82% | 0.39789
[10 empty] | 31.82% | 0.39788
[10 empty] | 31.83% | 0.39786
[10 empty] | 31.83% | 0.39786
[10 empty] | 31.83% | 0.39785
[10 empty] | 31.84% | 0.39784
[10 empty] | 31.84% | 0.39781
[10 empty] | 31.84% | 0.39781
[10 empty] | 31.84% | 0.3978
[10 empty] | 31.85% | 0.39779
[10 empty] | 31.85% | 0.39779
[10 empty] | 31.85% | 0.39778
[10 empty] | 31.86% | 0.39777
[10 empty] | 31.86% | 0.39777
[10 empty] | 31.86% | 0.39776
[10 empty] | 31.86% | 0.39775
[10 empty] | 31.87% | 0.39773
[10 empty] | 31.87% | 0.39771
[10 empty] | 31.87% | 0.39771
[10 empty] | 31.88% | 0.39771
[10 empty] | 31.88% | 0.3977
[10 empty] | 31.88% | 0.39769
[10 empty] | 31.88% | 0.39769
[10 empty] | 31.89% | 0.39769
[10 empty] | 31.89% | 0.39768
[10 empty] | 31.89% | 0.39768
[10 empty] | 31.9% | 0.39767
[10 empty] | 31.9% | 0.39765
[10 empty] | 31.9% | 0.39765
[10 empty] | 31.9% | 0.39765
[10 empty] | 31.91% | 0.39765
[10 empty] | 31.91% | 0.39765
[10 empty] | 31.91% | 0.39765
[10 empty] | 31.92% | 0.39764
[10 empty] | 31.92% | 0.39764
[10 empty] | 31.92% | 0.39763
[10 empty] | 31.92% | 0.39761
[10 empty] | 31.93% | 0.39759
[10 empty] | 31.93% | 0.39759
[10 empty] | 31.93% | 0.39759
[10 empty] | 31.94% | 0.39759
[10 empty] | 31.94% | 0.39758
[10 empty] | 31.94% | 0.39755
[10 empty] | 31.94% | 0.39755
[10 empty] | 31.95% | 0.39754
[10 empty] | 31.95% | 0.39753
[10 empty] | 31.95% | 0.39753
[10 empty] | 31.96% | 0.39751
[10 empty] | 31.96% | 0.39751
[10 empty] | 31.96% | 0.39751
[10 empty] | 31.96% | 0.3975
[10 empty] | 31.97% | 0.3975
[10 empty] | 31.97% | 0.39748
[10 empty] | 31.97% | 0.39747
[10 empty] | 31.98% | 0.39747
[10 empty] | 31.98% | 0.39747
[10 empty] | 31.98% | 0.39746
[10 empty] | 31.98% | 0.39744
[10 empty] | 31.99% | 0.39742
[10 empty] | 31.99% | 0.39742
[10 empty] | 31.99% | 0.39741
[10 empty] | 32% | 0.39741
[10 empty] | 32% | 0.39741
[10 empty] | 32% | 0.3974
[10 empty] | 32% | 0.39739
[10 empty] | 32.01% | 0.39739
[10 empty] | 32.01% | 0.39738
[10 empty] | 32.01% | 0.39738
[10 empty] | 32.02% | 0.39738
[10 empty] | 32.02% | 0.39737
[10 empty] | 32.02% | 0.39736
[10 empty] | 32.02% | 0.39733
[10 empty] | 32.03% | 0.39733
[10 empty] | 32.03% | 0.39732
[10 empty] | 32.03% | 0.39731
[10 empty] | 32.04% | 0.39729
[10 empty] | 32.04% | 0.39728
[10 empty] | 32.04% | 0.39728
[10 empty] | 32.04% | 0.39726
[10 empty] | 32.05% | 0.39725
[10 empty] | 32.05% | 0.39723
[10 empty] | 32.05% | 0.39723
[10 empty] | 32.06% | 0.3972
[10 empty] | 32.06% | 0.3972
[10 empty] | 32.06% | 0.39717
[10 empty] | 32.06% | 0.39715
[10 empty] | 32.07% | 0.39715
[10 empty] | 32.07% | 0.39715
[10 empty] | 32.07% | 0.39715
[10 empty] | 32.08% | 0.39714
[10 empty] | 32.08% | 0.39714
[10 empty] | 32.08% | 0.39714
[10 empty] | 32.08% | 0.39714
[10 empty] | 32.09% | 0.39712
[10 empty] | 32.09% | 0.39711
[10 empty] | 32.09% | 0.39706
[10 empty] | 32.1% | 0.39704
[10 empty] | 32.1% | 0.39701
[10 empty] | 32.1% | 0.39701
[10 empty] | 32.1% | 0.397
[10 empty] | 32.11% | 0.39699
[10 empty] | 32.11% | 0.39699
[10 empty] | 32.11% | 0.39697
[10 empty] | 32.12% | 0.39697
[10 empty] | 32.12% | 0.39696
[10 empty] | 32.12% | 0.39696
[10 empty] | 32.12% | 0.39696
[10 empty] | 32.13% | 0.39696
[10 empty] | 32.13% | 0.39695
[10 empty] | 32.13% | 0.39695
[10 empty] | 32.14% | 0.39694
[10 empty] | 32.14% | 0.39691
[10 empty] | 32.14% | 0.3969
[10 empty] | 32.14% | 0.39688
[10 empty] | 32.15% | 0.39687
[10 empty] | 32.15% | 0.39687
[10 empty] | 32.15% | 0.39687
[10 empty] | 32.16% | 0.39683
[10 empty] | 32.16% | 0.39681
[10 empty] | 32.16% | 0.39678
[10 empty] | 32.16% | 0.39677
[10 empty] | 32.17% | 0.39677
[10 empty] | 32.17% | 0.39675
[10 empty] | 32.17% | 0.39675
[10 empty] | 32.18% | 0.39674
[10 empty] | 32.18% | 0.39674
[10 empty] | 32.18% | 0.39672
[10 empty] | 32.18% | 0.39672
[10 empty] | 32.19% | 0.39671
[10 empty] | 32.19% | 0.39671
[10 empty] | 32.19% | 0.39671
[10 empty] | 32.2% | 0.39669
[10 empty] | 32.2% | 0.39669
[10 empty] | 32.2% | 0.39669
[10 empty] | 32.2% | 0.39668
[10 empty] | 32.21% | 0.39668
[10 empty] | 32.21% | 0.39668
[10 empty] | 32.21% | 0.39667
[10 empty] | 32.22% | 0.39667
[10 empty] | 32.22% | 0.39666
[10 empty] | 32.22% | 0.39664
[10 empty] | 32.22% | 0.39664
[10 empty] | 32.23% | 0.39663
[10 empty] | 32.23% | 0.39661
[10 empty] | 32.23% | 0.39661
[10 empty] | 32.24% | 0.39661
[10 empty] | 32.24% | 0.3966
[10 empty] | 32.24% | 0.3966
[10 empty] | 32.24% | 0.39659
[10 empty] | 32.25% | 0.39658
[10 empty] | 32.25% | 0.39657
[10 empty] | 32.25% | 0.39656
[10 empty] | 32.26% | 0.39656
[10 empty] | 32.26% | 0.39655
[10 empty] | 32.26% | 0.39654
[10 empty] | 32.26% | 0.39654
[10 empty] | 32.27% | 0.39653
[10 empty] | 32.27% | 0.39653
[10 empty] | 32.27% | 0.39652
[10 empty] | 32.28% | 0.39649
[10 empty] | 32.28% | 0.39649
[10 empty] | 32.28% | 0.39648
[10 empty] | 32.28% | 0.39648
[10 empty] | 32.29% | 0.39647
[10 empty] | 32.29% | 0.39646
[10 empty] | 32.29% | 0.39646
[10 empty] | 32.3% | 0.39645
[10 empty] | 32.3% | 0.39645
[10 empty] | 32.3% | 0.39644
[10 empty] | 32.3% | 0.39644
[10 empty] | 32.31% | 0.39643
[10 empty] | 32.31% | 0.39643
[10 empty] | 32.31% | 0.39642
[10 empty] | 32.32% | 0.39641
[10 empty] | 32.32% | 0.3964
[10 empty] | 32.32% | 0.3964
[10 empty] | 32.32% | 0.3964
[10 empty] | 32.33% | 0.39639
[10 empty] | 32.33% | 0.39639
[10 empty] | 32.33% | 0.39639
[10 empty] | 32.34% | 0.39638
[10 empty] | 32.34% | 0.39638
[10 empty] | 32.34% | 0.39638
[10 empty] | 32.34% | 0.39638
[10 empty] | 32.35% | 0.39637
[10 empty] | 32.35% | 0.39637
[10 empty] | 32.35% | 0.39637
[10 empty] | 32.36% | 0.39636
[10 empty] | 32.36% | 0.39636
[10 empty] | 32.36% | 0.39635
[10 empty] | 32.36% | 0.39635
[10 empty] | 32.37% | 0.39633
[10 empty] | 32.37% | 0.39632
[10 empty] | 32.37% | 0.3963
[10 empty] | 32.38% | 0.3963
[10 empty] | 32.38% | 0.3963
[10 empty] | 32.38% | 0.3963
[10 empty] | 32.38% | 0.3963
[10 empty] | 32.39% | 0.39629
[10 empty] | 32.39% | 0.39629
[10 empty] | 32.39% | 0.39627
[10 empty] | 32.4% | 0.39627
[10 empty] | 32.4% | 0.39626
[10 empty] | 32.4% | 0.39624
[10 empty] | 32.4% | 0.39624
[10 empty] | 32.41% | 0.39623
[10 empty] | 32.41% | 0.39623
[10 empty] | 32.41% | 0.39622
[10 empty] | 32.42% | 0.3962
[10 empty] | 32.42% | 0.39619
[10 empty] | 32.42% | 0.39619
[10 empty] | 32.42% | 0.39618
[10 empty] | 32.43% | 0.39618
[10 empty] | 32.43% | 0.39617
[10 empty] | 32.43% | 0.39616
[10 empty] | 32.44% | 0.39615
[10 empty] | 32.44% | 0.39615
[10 empty] | 32.44% | 0.39615
[10 empty] | 32.44% | 0.39615
[10 empty] | 32.45% | 0.39615
[10 empty] | 32.45% | 0.39613
[10 empty] | 32.45% | 0.39613
[10 empty] | 32.46% | 0.39613
[10 empty] | 32.46% | 0.39613
[10 empty] | 32.46% | 0.3961
[10 empty] | 32.46% | 0.39609
[10 empty] | 32.47% | 0.39608
[10 empty] | 32.47% | 0.39607
[10 empty] | 32.47% | 0.39607
[10 empty] | 32.48% | 0.39607
[10 empty] | 32.48% | 0.39606
[10 empty] | 32.48% | 0.39605
[10 empty] | 32.48% | 0.39605
[10 empty] | 32.49% | 0.39604
[10 empty] | 32.49% | 0.39603
[10 empty] | 32.49% | 0.39602
[10 empty] | 32.5% | 0.39599
[10 empty] | 32.5% | 0.39598
[10 empty] | 32.5% | 0.39598
[10 empty] | 32.5% | 0.39598
[10 empty] | 32.51% | 0.39598
[10 empty] | 32.51% | 0.39598
[10 empty] | 32.51% | 0.39597
[10 empty] | 32.52% | 0.39597
[10 empty] | 32.52% | 0.39595
[10 empty] | 32.52% | 0.39594
[10 empty] | 32.52% | 0.39594
[10 empty] | 32.53% | 0.39593
[10 empty] | 32.53% | 0.39592
[10 empty] | 32.53% | 0.39592
[10 empty] | 32.54% | 0.39589
[10 empty] | 32.54% | 0.39588
[10 empty] | 32.54% | 0.39585
[10 empty] | 32.54% | 0.39581
[10 empty] | 32.55% | 0.39579
[10 empty] | 32.55% | 0.39578
[10 empty] | 32.55% | 0.39578
[10 empty] | 32.56% | 0.39577
[10 empty] | 32.56% | 0.39577
[10 empty] | 32.56% | 0.39576
[10 empty] | 32.56% | 0.39576
[10 empty] | 32.57% | 0.39575
[10 empty] | 32.57% | 0.39575
[10 empty] | 32.57% | 0.39573
[10 empty] | 32.58% | 0.39573
[10 empty] | 32.58% | 0.39572
[10 empty] | 32.58% | 0.39571
[10 empty] | 32.58% | 0.39571
[10 empty] | 32.59% | 0.3957
[10 empty] | 32.59% | 0.39569
[10 empty] | 32.59% | 0.39568
[10 empty] | 32.6% | 0.39568
[10 empty] | 32.6% | 0.39567
[10 empty] | 32.6% | 0.39566
[10 empty] | 32.6% | 0.39566
[10 empty] | 32.61% | 0.39564
[10 empty] | 32.61% | 0.39561
[10 empty] | 32.61% | 0.3956
[10 empty] | 32.62% | 0.3956
[10 empty] | 32.62% | 0.39559
[10 empty] | 32.62% | 0.39559
[10 empty] | 32.62% | 0.39558
[10 empty] | 32.63% | 0.39557
[10 empty] | 32.63% | 0.39555
[10 empty] | 32.63% | 0.39551
[10 empty] | 32.64% | 0.39551
[10 empty] | 32.64% | 0.39551
[10 empty] | 32.64% | 0.39551
[10 empty] | 32.64% | 0.39551
[10 empty] | 32.65% | 0.3955
[10 empty] | 32.65% | 0.39549
[10 empty] | 32.65% | 0.39549
[10 empty] | 32.66% | 0.39548
[10 empty] | 32.66% | 0.39547
[10 empty] | 32.66% | 0.39546
[10 empty] | 32.66% | 0.39545
[10 empty] | 32.67% | 0.39544
[10 empty] | 32.67% | 0.39544
[10 empty] | 32.67% | 0.39544
[10 empty] | 32.68% | 0.39542
[10 empty] | 32.68% | 0.39539
[10 empty] | 32.68% | 0.39539
[10 empty] | 32.68% | 0.39537
[10 empty] | 32.69% | 0.39537
[10 empty] | 32.69% | 0.39537
[10 empty] | 32.69% | 0.39536
[10 empty] | 32.7% | 0.39534
[10 empty] | 32.7% | 0.39533
[10 empty] | 32.7% | 0.39532
[10 empty] | 32.7% | 0.39531
[10 empty] | 32.71% | 0.3953
[10 empty] | 32.71% | 0.3953
[10 empty] | 32.71% | 0.3953
[10 empty] | 32.72% | 0.39528
[10 empty] | 32.72% | 0.39528
[10 empty] | 32.72% | 0.39527
[10 empty] | 32.72% | 0.39526
[10 empty] | 32.73% | 0.39524
[10 empty] | 32.73% | 0.39524
[10 empty] | 32.73% | 0.39524
[10 empty] | 32.74% | 0.39523
[10 empty] | 32.74% | 0.39521
[10 empty] | 32.74% | 0.3952
[10 empty] | 32.74% | 0.39517
[10 empty] | 32.75% | 0.39517
[10 empty] | 32.75% | 0.39516
[10 empty] | 32.75% | 0.39515
[10 empty] | 32.75% | 0.39515
[10 empty] | 32.76% | 0.39515
[10 empty] | 32.76% | 0.39514
[10 empty] | 32.76% | 0.39514
[10 empty] | 32.77% | 0.39514
[10 empty] | 32.77% | 0.39513
[10 empty] | 32.77% | 0.39511
[10 empty] | 32.77% | 0.3951
[10 empty] | 32.78% | 0.39508
[10 empty] | 32.78% | 0.39508
[10 empty] | 32.78% | 0.39507
[10 empty] | 32.79% | 0.39505
[10 empty] | 32.79% | 0.39504
[10 empty] | 32.79% | 0.39504
[10 empty] | 32.79% | 0.39503
[10 empty] | 32.8% | 0.39503
[10 empty] | 32.8% | 0.39502
[10 empty] | 32.8% | 0.39502
[10 empty] | 32.81% | 0.39502
[10 empty] | 32.81% | 0.39501
[10 empty] | 32.81% | 0.39501
[10 empty] | 32.81% | 0.39501
[10 empty] | 32.82% | 0.395
[10 empty] | 32.82% | 0.39499
[10 empty] | 32.82% | 0.39497
[10 empty] | 32.83% | 0.39496
[10 empty] | 32.83% | 0.39494
[10 empty] | 32.83% | 0.39493
[10 empty] | 32.83% | 0.39493
[10 empty] | 32.84% | 0.39492
[10 empty] | 32.84% | 0.3949
[10 empty] | 32.84% | 0.3949
[10 empty] | 32.85% | 0.39489
[10 empty] | 32.85% | 0.39488
[10 empty] | 32.85% | 0.39488
[10 empty] | 32.85% | 0.39486
[10 empty] | 32.86% | 0.39485
[10 empty] | 32.86% | 0.39484
[10 empty] | 32.86% | 0.39484
[10 empty] | 32.87% | 0.39484
[10 empty] | 32.87% | 0.39482
[10 empty] | 32.87% | 0.39481
[10 empty] | 32.87% | 0.3948
[10 empty] | 32.88% | 0.3948
[10 empty] | 32.88% | 0.3948
[10 empty] | 32.88% | 0.39479
[10 empty] | 32.89% | 0.39476
[10 empty] | 32.89% | 0.39476
[10 empty] | 32.89% | 0.39476
[10 empty] | 32.89% | 0.39474
[10 empty] | 32.9% | 0.39472
[10 empty] | 32.9% | 0.39471
[10 empty] | 32.9% | 0.3947
[10 empty] | 32.91% | 0.39469
[10 empty] | 32.91% | 0.39467
[10 empty] | 32.91% | 0.39466
[10 empty] | 32.91% | 0.39465
[10 empty] | 32.92% | 0.39465
[10 empty] | 32.92% | 0.39465
[10 empty] | 32.92% | 0.39465
[10 empty] | 32.93% | 0.39463
[10 empty] | 32.93% | 0.39462
[10 empty] | 32.93% | 0.39461
[10 empty] | 32.93% | 0.3946
[10 empty] | 32.94% | 0.39459
[10 empty] | 32.94% | 0.39459
[10 empty] | 32.94% | 0.39458
[10 empty] | 32.95% | 0.39457
[10 empty] | 32.95% | 0.39455
[10 empty] | 32.95% | 0.39455
[10 empty] | 32.95% | 0.39453
[10 empty] | 32.96% | 0.39453
[10 empty] | 32.96% | 0.39453
[10 empty] | 32.96% | 0.39451
[10 empty] | 32.97% | 0.39451
[10 empty] | 32.97% | 0.39451
[10 empty] | 32.97% | 0.3945
[10 empty] | 32.97% | 0.39448
[10 empty] | 32.98% | 0.39448
[10 empty] | 32.98% | 0.39447
[10 empty] | 32.98% | 0.39447
[10 empty] | 32.99% | 0.39446
[10 empty] | 32.99% | 0.39446
[10 empty] | 32.99% | 0.39443
[10 empty] | 32.99% | 0.39442
[10 empty] | 33% | 0.3944
[10 empty] | 33% | 0.3944
[10 empty] | 33% | 0.39438
[10 empty] | 33.01% | 0.39438
[10 empty] | 33.01% | 0.39437
[10 empty] | 33.01% | 0.39436
[10 empty] | 33.01% | 0.39435
[10 empty] | 33.02% | 0.39434
[10 empty] | 33.02% | 0.39433
[10 empty] | 33.02% | 0.39433
[10 empty] | 33.03% | 0.39432
[10 empty] | 33.03% | 0.3943
[10 empty] | 33.03% | 0.39429
[10 empty] | 33.03% | 0.39429
[10 empty] | 33.04% | 0.39428
[10 empty] | 33.04% | 0.39427
[10 empty] | 33.04% | 0.39426
[10 empty] | 33.05% | 0.39426
[10 empty] | 33.05% | 0.39424
[10 empty] | 33.05% | 0.39424
[10 empty] | 33.05% | 0.39424
[10 empty] | 33.06% | 0.39422
[10 empty] | 33.06% | 0.39421
[10 empty] | 33.06% | 0.3942
[10 empty] | 33.07% | 0.39418
[10 empty] | 33.07% | 0.39418
[10 empty] | 33.07% | 0.39416
[10 empty] | 33.07% | 0.39416
[10 empty] | 33.08% | 0.39416
[10 empty] | 33.08% | 0.39416
[10 empty] | 33.08% | 0.39415
[10 empty] | 33.09% | 0.39414
[10 empty] | 33.09% | 0.39414
[10 empty] | 33.09% | 0.39414
[10 empty] | 33.09% | 0.39414
[10 empty] | 33.1% | 0.39413
[10 empty] | 33.1% | 0.39411
[10 empty] | 33.1% | 0.39409
[10 empty] | 33.11% | 0.39408
[10 empty] | 33.11% | 0.39407
[10 empty] | 33.11% | 0.39406
[10 empty] | 33.11% | 0.39406
[10 empty] | 33.12% | 0.39405
[10 empty] | 33.12% | 0.39404
[10 empty] | 33.12% | 0.39403
[10 empty] | 33.13% | 0.39403
[10 empty] | 33.13% | 0.39402
[10 empty] | 33.13% | 0.39402
[10 empty] | 33.13% | 0.394
[10 empty] | 33.14% | 0.39398
[10 empty] | 33.14% | 0.39398
[10 empty] | 33.14% | 0.39397
[10 empty] | 33.15% | 0.39396
[10 empty] | 33.15% | 0.39392
[10 empty] | 33.15% | 0.39392
[10 empty] | 33.15% | 0.39392
[10 empty] | 33.16% | 0.39391
[10 empty] | 33.16% | 0.39391
[10 empty] | 33.16% | 0.39391
[10 empty] | 33.17% | 0.3939
[10 empty] | 33.17% | 0.39389
[10 empty] | 33.17% | 0.39387
[10 empty] | 33.17% | 0.39385
[10 empty] | 33.18% | 0.39385
[10 empty] | 33.18% | 0.39384
[10 empty] | 33.18% | 0.39383
[10 empty] | 33.19% | 0.39383
[10 empty] | 33.19% | 0.39382
[10 empty] | 33.19% | 0.39381
[10 empty] | 33.19% | 0.3938
[10 empty] | 33.2% | 0.3938
[10 empty] | 33.2% | 0.39378
[10 empty] | 33.2% | 0.39378
[10 empty] | 33.21% | 0.39378
[10 empty] | 33.21% | 0.39375
[10 empty] | 33.21% | 0.39374
[10 empty] | 33.21% | 0.39373
[10 empty] | 33.22% | 0.39372
[10 empty] | 33.22% | 0.39372
[10 empty] | 33.22% | 0.39371
[10 empty] | 33.23% | 0.39366
[10 empty] | 33.23% | 0.39365
[10 empty] | 33.23% | 0.39365
[10 empty] | 33.23% | 0.39362
[10 empty] | 33.24% | 0.39362
[10 empty] | 33.24% | 0.39362
[10 empty] | 33.24% | 0.39362
[10 empty] | 33.25% | 0.39359
[10 empty] | 33.25% | 0.39359
[10 empty] | 33.25% | 0.39359
[10 empty] | 33.25% | 0.39358
[10 empty] | 33.26% | 0.39358
[10 empty] | 33.26% | 0.39357
[10 empty] | 33.26% | 0.39356
[10 empty] | 33.27% | 0.39355
[10 empty] | 33.27% | 0.39354
[10 empty] | 33.27% | 0.39354
[10 empty] | 33.27% | 0.39354
[10 empty] | 33.28% | 0.39353
[10 empty] | 33.28% | 0.39352
[10 empty] | 33.28% | 0.39351
[10 empty] | 33.29% | 0.39351
[10 empty] | 33.29% | 0.3935
[10 empty] | 33.29% | 0.3935
[10 empty] | 33.29% | 0.39349
[10 empty] | 33.3% | 0.39348
[10 empty] | 33.3% | 0.39345
[10 empty] | 33.3% | 0.39344
[10 empty] | 33.31% | 0.3934
[10 empty] | 33.31% | 0.39339
[10 empty] | 33.31% | 0.39339
[10 empty] | 33.31% | 0.39339
[10 empty] | 33.32% | 0.39335
[10 empty] | 33.32% | 0.39335
[10 empty] | 33.32% | 0.39333
[10 empty] | 33.33% | 0.39328
[10 empty] | 33.33% | 0.39328
[10 empty] | 33.33% | 0.39324
[10 empty] | 33.33% | 0.3932
[10 empty] | 33.34% | 0.39319
[10 empty] | 33.34% | 0.39319
[10 empty] | 33.34% | 0.39319
[10 empty] | 33.35% | 0.39319
[10 empty] | 33.35% | 0.39318
[10 empty] | 33.35% | 0.39318
[10 empty] | 33.35% | 0.39318
[10 empty] | 33.36% | 0.39317
[10 empty] | 33.36% | 0.39317
[10 empty] | 33.36% | 0.39317
[10 empty] | 33.37% | 0.39316
[10 empty] | 33.37% | 0.39315
[10 empty] | 33.37% | 0.39314
[10 empty] | 33.37% | 0.39314
[10 empty] | 33.38% | 0.39314
[10 empty] | 33.38% | 0.39312
[10 empty] | 33.38% | 0.39312
[10 empty] | 33.39% | 0.39312
[10 empty] | 33.39% | 0.39308
[10 empty] | 33.39% | 0.39305
[10 empty] | 33.39% | 0.39304
[10 empty] | 33.4% | 0.39304
[10 empty] | 33.4% | 0.39304
[10 empty] | 33.4% | 0.39303
[10 empty] | 33.41% | 0.39303
[10 empty] | 33.41% | 0.39303
[10 empty] | 33.41% | 0.39302
[10 empty] | 33.41% | 0.39301
[10 empty] | 33.42% | 0.39301
[10 empty] | 33.42% | 0.393
[10 empty] | 33.42% | 0.393
[10 empty] | 33.43% | 0.39298
[10 empty] | 33.43% | 0.39297
[10 empty] | 33.43% | 0.39295
[10 empty] | 33.43% | 0.39295
[10 empty] | 33.44% | 0.39294
[10 empty] | 33.44% | 0.39294
[10 empty] | 33.44% | 0.39292
[10 empty] | 33.45% | 0.39291
[10 empty] | 33.45% | 0.39291
[10 empty] | 33.45% | 0.39291
[10 empty] | 33.45% | 0.3929
[10 empty] | 33.46% | 0.3929
[10 empty] | 33.46% | 0.3929
[10 empty] | 33.46% | 0.39289
[10 empty] | 33.47% | 0.39289
[10 empty] | 33.47% | 0.39289
[10 empty] | 33.47% | 0.39288
[10 empty] | 33.47% | 0.39288
[10 empty] | 33.48% | 0.39288
[10 empty] | 33.48% | 0.39288
[10 empty] | 33.48% | 0.39287
[10 empty] | 33.49% | 0.39285
[10 empty] | 33.49% | 0.39285
[10 empty] | 33.49% | 0.39285
[10 empty] | 33.49% | 0.39283
[10 empty] | 33.5% | 0.39283
[10 empty] | 33.5% | 0.39282
[10 empty] | 33.5% | 0.39282
[10 empty] | 33.51% | 0.39282
[10 empty] | 33.51% | 0.3928
[10 empty] | 33.51% | 0.39277
[10 empty] | 33.51% | 0.39277
[10 empty] | 33.52% | 0.39276
[10 empty] | 33.52% | 0.39275
[10 empty] | 33.52% | 0.39275
[10 empty] | 33.53% | 0.39274
[10 empty] | 33.53% | 0.39273
[10 empty] | 33.53% | 0.39273
[10 empty] | 33.53% | 0.39272
[10 empty] | 33.54% | 0.39272
[10 empty] | 33.54% | 0.39272
[10 empty] | 33.54% | 0.39271
[10 empty] | 33.55% | 0.39271
[10 empty] | 33.55% | 0.3927
[10 empty] | 33.55% | 0.39269
[10 empty] | 33.55% | 0.39269
[10 empty] | 33.56% | 0.39269
[10 empty] | 33.56% | 0.39268
[10 empty] | 33.56% | 0.39268
[10 empty] | 33.57% | 0.39267
[10 empty] | 33.57% | 0.39267
[10 empty] | 33.57% | 0.39266
[10 empty] | 33.57% | 0.39265
[10 empty] | 33.58% | 0.39265
[10 empty] | 33.58% | 0.39265
[10 empty] | 33.58% | 0.39264
[10 empty] | 33.59% | 0.39264
[10 empty] | 33.59% | 0.39263
[10 empty] | 33.59% | 0.39263
[10 empty] | 33.59% | 0.39262
[10 empty] | 33.6% | 0.3926
[10 empty] | 33.6% | 0.39259
[10 empty] | 33.6% | 0.39257
[10 empty] | 33.61% | 0.39257
[10 empty] | 33.61% | 0.39257
[10 empty] | 33.61% | 0.39255
[10 empty] | 33.61% | 0.39254
[10 empty] | 33.62% | 0.39254
[10 empty] | 33.62% | 0.39253
[10 empty] | 33.62% | 0.39252
[10 empty] | 33.63% | 0.39252
[10 empty] | 33.63% | 0.39251
[10 empty] | 33.63% | 0.3925
[10 empty] | 33.63% | 0.3925
[10 empty] | 33.64% | 0.3925
[10 empty] | 33.64% | 0.39249
[10 empty] | 33.64% | 0.39248
[10 empty] | 33.65% | 0.39247
[10 empty] | 33.65% | 0.39247
[10 empty] | 33.65% | 0.39247
[10 empty] | 33.65% | 0.39246
[10 empty] | 33.66% | 0.39243
[10 empty] | 33.66% | 0.39243
[10 empty] | 33.66% | 0.39242
[10 empty] | 33.67% | 0.39241
[10 empty] | 33.67% | 0.39241
[10 empty] | 33.67% | 0.3924
[10 empty] | 33.67% | 0.3924
[10 empty] | 33.68% | 0.3924
[10 empty] | 33.68% | 0.39239
[10 empty] | 33.68% | 0.39239
[10 empty] | 33.69% | 0.39238
[10 empty] | 33.69% | 0.39238
[10 empty] | 33.69% | 0.39237
[10 empty] | 33.69% | 0.39235
[10 empty] | 33.7% | 0.39234
[10 empty] | 33.7% | 0.39234
[10 empty] | 33.7% | 0.39233
[10 empty] | 33.71% | 0.39233
[10 empty] | 33.71% | 0.39231
[10 empty] | 33.71% | 0.39231
[10 empty] | 33.71% | 0.39229
[10 empty] | 33.72% | 0.39229
[10 empty] | 33.72% | 0.39228
[10 empty] | 33.72% | 0.39227
[10 empty] | 33.73% | 0.39226
[10 empty] | 33.73% | 0.39226
[10 empty] | 33.73% | 0.39224
[10 empty] | 33.73% | 0.39222
[10 empty] | 33.74% | 0.39221
[10 empty] | 33.74% | 0.3922
[10 empty] | 33.74% | 0.39219
[10 empty] | 33.75% | 0.39219
[10 empty] | 33.75% | 0.39219
[10 empty] | 33.75% | 0.39218
[10 empty] | 33.75% | 0.39216
[10 empty] | 33.76% | 0.39214
[10 empty] | 33.76% | 0.39214
[10 empty] | 33.76% | 0.39214
[10 empty] | 33.77% | 0.39213
[10 empty] | 33.77% | 0.39213
[10 empty] | 33.77% | 0.3921
[10 empty] | 33.77% | 0.39209
[10 empty] | 33.78% | 0.39209
[10 empty] | 33.78% | 0.39208
[10 empty] | 33.78% | 0.39208
[10 empty] | 33.79% | 0.39208
[10 empty] | 33.79% | 0.39207
[10 empty] | 33.79% | 0.39206
[10 empty] | 33.79% | 0.39205
[10 empty] | 33.8% | 0.39204
[10 empty] | 33.8% | 0.39203
[10 empty] | 33.8% | 0.39202
[10 empty] | 33.81% | 0.39202
[10 empty] | 33.81% | 0.39202
[10 empty] | 33.81% | 0.392
[10 empty] | 33.81% | 0.39198
[10 empty] | 33.82% | 0.39197
[10 empty] | 33.82% | 0.39197
[10 empty] | 33.82% | 0.39197
[10 empty] | 33.83% | 0.39196
[10 empty] | 33.83% | 0.39195
[10 empty] | 33.83% | 0.39193
[10 empty] | 33.83% | 0.3919
[10 empty] | 33.84% | 0.3919
[10 empty] | 33.84% | 0.39188
[10 empty] | 33.84% | 0.39188
[10 empty] | 33.85% | 0.39187
[10 empty] | 33.85% | 0.39186
[10 empty] | 33.85% | 0.39185
[10 empty] | 33.85% | 0.39184
[10 empty] | 33.86% | 0.39183
[10 empty] | 33.86% | 0.39183
[10 empty] | 33.86% | 0.39182
[10 empty] | 33.87% | 0.39182
[10 empty] | 33.87% | 0.3918
[10 empty] | 33.87% | 0.3918
[10 empty] | 33.87% | 0.39178
[10 empty] | 33.88% | 0.39177
[10 empty] | 33.88% | 0.39177
[10 empty] | 33.88% | 0.39176
[10 empty] | 33.89% | 0.39174
[10 empty] | 33.89% | 0.39174
[10 empty] | 33.89% | 0.39173
[10 empty] | 33.89% | 0.39172
[10 empty] | 33.9% | 0.39172
[10 empty] | 33.9% | 0.39171
[10 empty] | 33.9% | 0.39171
[10 empty] | 33.91% | 0.3917
[10 empty] | 33.91% | 0.3917
[10 empty] | 33.91% | 0.3917
[10 empty] | 33.91% | 0.39167
[10 empty] | 33.92% | 0.39166
[10 empty] | 33.92% | 0.39165
[10 empty] | 33.92% | 0.39165
[10 empty] | 33.93% | 0.39164
[10 empty] | 33.93% | 0.39162
[10 empty] | 33.93% | 0.39161
[10 empty] | 33.93% | 0.3916
[10 empty] | 33.94% | 0.3916
[10 empty] | 33.94% | 0.39159
[10 empty] | 33.94% | 0.39158
[10 empty] | 33.94% | 0.39157
[10 empty] | 33.95% | 0.39157
[10 empty] | 33.95% | 0.39157
[10 empty] | 33.95% | 0.39156
[10 empty] | 33.96% | 0.39156
[10 empty] | 33.96% | 0.39155
[10 empty] | 33.96% | 0.39155
[10 empty] | 33.96% | 0.39155
[10 empty] | 33.97% | 0.39152
[10 empty] | 33.97% | 0.39151
[10 empty] | 33.97% | 0.39151
[10 empty] | 33.98% | 0.39149
[10 empty] | 33.98% | 0.39147
[10 empty] | 33.98% | 0.39147
[10 empty] | 33.98% | 0.39145
[10 empty] | 33.99% | 0.39144
[10 empty] | 33.99% | 0.39141
[10 empty] | 33.99% | 0.3914
[10 empty] | 34% | 0.39136
[10 empty] | 34% | 0.39134
[10 empty] | 34% | 0.39134
[10 empty] | 34% | 0.39131
[10 empty] | 34.01% | 0.39131
[10 empty] | 34.01% | 0.3913
[10 empty] | 34.01% | 0.39129
[10 empty] | 34.02% | 0.39129
[10 empty] | 34.02% | 0.39128
[10 empty] | 34.02% | 0.39128
[10 empty] | 34.02% | 0.39127
[10 empty] | 34.03% | 0.39126
[10 empty] | 34.03% | 0.39126
[10 empty] | 34.03% | 0.39126
[10 empty] | 34.04% | 0.39125
[10 empty] | 34.04% | 0.39124
[10 empty] | 34.04% | 0.3912
[10 empty] | 34.04% | 0.39118
[10 empty] | 34.05% | 0.39117
[10 empty] | 34.05% | 0.39116
[10 empty] | 34.05% | 0.39115
[10 empty] | 34.06% | 0.39113
[10 empty] | 34.06% | 0.39111
[10 empty] | 34.06% | 0.39111
[10 empty] | 34.06% | 0.39111
[10 empty] | 34.07% | 0.39109
[10 empty] | 34.07% | 0.39108
[10 empty] | 34.07% | 0.39107
[10 empty] | 34.08% | 0.39106
[10 empty] | 34.08% | 0.39106
[10 empty] | 34.08% | 0.39105
[10 empty] | 34.08% | 0.39105
[10 empty] | 34.09% | 0.39105
[10 empty] | 34.09% | 0.39105
[10 empty] | 34.09% | 0.39103
[10 empty] | 34.1% | 0.39101
[10 empty] | 34.1% | 0.391
[10 empty] | 34.1% | 0.39099
[10 empty] | 34.1% | 0.39098
[10 empty] | 34.11% | 0.39098
[10 empty] | 34.11% | 0.39097
[10 empty] | 34.11% | 0.39095
[10 empty] | 34.12% | 0.39095
[10 empty] | 34.12% | 0.39094
[10 empty] | 34.12% | 0.39094
[10 empty] | 34.12% | 0.39094
[10 empty] | 34.13% | 0.39092
[10 empty] | 34.13% | 0.39092
[10 empty] | 34.13% | 0.39091
[10 empty] | 34.14% | 0.39091
[10 empty] | 34.14% | 0.39088
[10 empty] | 34.14% | 0.39088
[10 empty] | 34.14% | 0.39086
[10 empty] | 34.15% | 0.39085
[10 empty] | 34.15% | 0.39085
[10 empty] | 34.15% | 0.39083
[10 empty] | 34.16% | 0.39083
[10 empty] | 34.16% | 0.39083
[10 empty] | 34.16% | 0.39083
[10 empty] | 34.16% | 0.39082
[10 empty] | 34.17% | 0.39081
[10 empty] | 34.17% | 0.39081
[10 empty] | 34.17% | 0.39081
[10 empty] | 34.18% | 0.39079
[10 empty] | 34.18% | 0.39079
[10 empty] | 34.18% | 0.39078
[10 empty] | 34.18% | 0.39078
[10 empty] | 34.19% | 0.39076
[10 empty] | 34.19% | 0.39074
[10 empty] | 34.19% | 0.39074
[10 empty] | 34.2% | 0.39073
[10 empty] | 34.2% | 0.39072
[10 empty] | 34.2% | 0.39071
[10 empty] | 34.2% | 0.39067
[10 empty] | 34.21% | 0.39067
[10 empty] | 34.21% | 0.39067
[10 empty] | 34.21% | 0.39066
[10 empty] | 34.22% | 0.39066
[10 empty] | 34.22% | 0.39066
[10 empty] | 34.22% | 0.39065
[10 empty] | 34.22% | 0.39065
[10 empty] | 34.23% | 0.39062
[10 empty] | 34.23% | 0.39062
[10 empty] | 34.23% | 0.39061
[10 empty] | 34.24% | 0.39058
[10 empty] | 34.24% | 0.39058
[10 empty] | 34.24% | 0.39058
[10 empty] | 34.24% | 0.39058
[10 empty] | 34.25% | 0.39057
[10 empty] | 34.25% | 0.39055
[10 empty] | 34.25% | 0.39055
[10 empty] | 34.26% | 0.39055
[10 empty] | 34.26% | 0.39054
[10 empty] | 34.26% | 0.39054
[10 empty] | 34.26% | 0.39053
[10 empty] | 34.27% | 0.39053
[10 empty] | 34.27% | 0.39052
[10 empty] | 34.27% | 0.39051
[10 empty] | 34.28% | 0.3905
[10 empty] | 34.28% | 0.3905
[10 empty] | 34.28% | 0.3905
[10 empty] | 34.28% | 0.3905
[10 empty] | 34.29% | 0.39049
[10 empty] | 34.29% | 0.39048
[10 empty] | 34.29% | 0.39048
[10 empty] | 34.3% | 0.39047
[10 empty] | 34.3% | 0.39047
[10 empty] | 34.3% | 0.39046
[10 empty] | 34.3% | 0.39046
[10 empty] | 34.31% | 0.39042
[10 empty] | 34.31% | 0.39042
[10 empty] | 34.31% | 0.39041
[10 empty] | 34.32% | 0.39036
[10 empty] | 34.32% | 0.39036
[10 empty] | 34.32% | 0.39036
[10 empty] | 34.32% | 0.39035
[10 empty] | 34.33% | 0.39035
[10 empty] | 34.33% | 0.39035
[10 empty] | 34.33% | 0.39034
[10 empty] | 34.34% | 0.3903
[10 empty] | 34.34% | 0.39028
[10 empty] | 34.34% | 0.39028
[10 empty] | 34.34% | 0.39028
[10 empty] | 34.35% | 0.39027
[10 empty] | 34.35% | 0.39027
[10 empty] | 34.35% | 0.39026
[10 empty] | 34.36% | 0.39024
[10 empty] | 34.36% | 0.39024
[10 empty] | 34.36% | 0.39023
[10 empty] | 34.36% | 0.39022
[10 empty] | 34.37% | 0.39022
[10 empty] | 34.37% | 0.3902
[10 empty] | 34.37% | 0.3902
[10 empty] | 34.38% | 0.39018
[10 empty] | 34.38% | 0.39017
[10 empty] | 34.38% | 0.39014
[10 empty] | 34.38% | 0.39014
[10 empty] | 34.39% | 0.39013
[10 empty] | 34.39% | 0.39013
[10 empty] | 34.39% | 0.3901
[10 empty] | 34.4% | 0.39009
[10 empty] | 34.4% | 0.39006
[10 empty] | 34.4% | 0.39005
[10 empty] | 34.4% | 0.39005
[10 empty] | 34.41% | 0.39004
[10 empty] | 34.41% | 0.39004
[10 empty] | 34.41% | 0.39003
[10 empty] | 34.42% | 0.39003
[10 empty] | 34.42% | 0.39003
[10 empty] | 34.42% | 0.39003
[10 empty] | 34.42% | 0.39002
[10 empty] | 34.43% | 0.39001
[10 empty] | 34.43% | 0.38999
[10 empty] | 34.43% | 0.38997
[10 empty] | 34.44% | 0.38997
[10 empty] | 34.44% | 0.38991
[10 empty] | 34.44% | 0.38991
[10 empty] | 34.44% | 0.3899
[10 empty] | 34.45% | 0.3899
[10 empty] | 34.45% | 0.38989
[10 empty] | 34.45% | 0.38989
[10 empty] | 34.46% | 0.38989
[10 empty] | 34.46% | 0.38988
[10 empty] | 34.46% | 0.38987
[10 empty] | 34.46% | 0.38987
[10 empty] | 34.47% | 0.38986
[10 empty] | 34.47% | 0.38986
[10 empty] | 34.47% | 0.38986
[10 empty] | 34.48% | 0.38986
[10 empty] | 34.48% | 0.38982
[10 empty] | 34.48% | 0.38982
[10 empty] | 34.48% | 0.38982
[10 empty] | 34.49% | 0.38981
[10 empty] | 34.49% | 0.3898
[10 empty] | 34.49% | 0.3898
[10 empty] | 34.5% | 0.38979
[10 empty] | 34.5% | 0.38979
[10 empty] | 34.5% | 0.38979
[10 empty] | 34.5% | 0.38979
[10 empty] | 34.51% | 0.38978
[10 empty] | 34.51% | 0.38978
[10 empty] | 34.51% | 0.38977
[10 empty] | 34.52% | 0.38977
[10 empty] | 34.52% | 0.38976
[10 empty] | 34.52% | 0.38976
[10 empty] | 34.52% | 0.38975
[10 empty] | 34.53% | 0.38975
[10 empty] | 34.53% | 0.38975
[10 empty] | 34.53% | 0.38973
[10 empty] | 34.54% | 0.38973
[10 empty] | 34.54% | 0.38973
[10 empty] | 34.54% | 0.38972
[10 empty] | 34.54% | 0.38972
[10 empty] | 34.55% | 0.3897
[10 empty] | 34.55% | 0.38969
[10 empty] | 34.55% | 0.38968
[10 empty] | 34.56% | 0.38967
[10 empty] | 34.56% | 0.38965
[10 empty] | 34.56% | 0.38964
[10 empty] | 34.56% | 0.38962
[10 empty] | 34.57% | 0.38962
[10 empty] | 34.57% | 0.3896
[10 empty] | 34.57% | 0.38959
[10 empty] | 34.58% | 0.38958
[10 empty] | 34.58% | 0.38956
[10 empty] | 34.58% | 0.38956
[10 empty] | 34.58% | 0.38956
[10 empty] | 34.59% | 0.38956
[10 empty] | 34.59% | 0.38956
[10 empty] | 34.59% | 0.38955
[10 empty] | 34.6% | 0.38955
[10 empty] | 34.6% | 0.38953
[10 empty] | 34.6% | 0.38952
[10 empty] | 34.6% | 0.38951
[10 empty] | 34.61% | 0.3895
[10 empty] | 34.61% | 0.3895
[10 empty] | 34.61% | 0.3895
[10 empty] | 34.62% | 0.38949
[10 empty] | 34.62% | 0.38949
[10 empty] | 34.62% | 0.38949
[10 empty] | 34.62% | 0.38948
[10 empty] | 34.63% | 0.38947
[10 empty] | 34.63% | 0.38945
[10 empty] | 34.63% | 0.38942
[10 empty] | 34.64% | 0.38942
[10 empty] | 34.64% | 0.38941
[10 empty] | 34.64% | 0.38941
[10 empty] | 34.64% | 0.38939
[10 empty] | 34.65% | 0.38936
[10 empty] | 34.65% | 0.38934
[10 empty] | 34.65% | 0.38933
[10 empty] | 34.66% | 0.38931
[10 empty] | 34.66% | 0.38931
[10 empty] | 34.66% | 0.3893
[10 empty] | 34.66% | 0.38929
[10 empty] | 34.67% | 0.38927
[10 empty] | 34.67% | 0.38925
[10 empty] | 34.67% | 0.38925
[10 empty] | 34.68% | 0.38924
[10 empty] | 34.68% | 0.38924
[10 empty] | 34.68% | 0.38922
[10 empty] | 34.68% | 0.38921
[10 empty] | 34.69% | 0.38921
[10 empty] | 34.69% | 0.38921
[10 empty] | 34.69% | 0.38919
[10 empty] | 34.7% | 0.38919
[10 empty] | 34.7% | 0.38915
[10 empty] | 34.7% | 0.38914
[10 empty] | 34.7% | 0.38913
[10 empty] | 34.71% | 0.38913
[10 empty] | 34.71% | 0.38912
[10 empty] | 34.71% | 0.38912
[10 empty] | 34.72% | 0.3891
[10 empty] | 34.72% | 0.3891
[10 empty] | 34.72% | 0.3891
[10 empty] | 34.72% | 0.38907
[10 empty] | 34.73% | 0.38903
[10 empty] | 34.73% | 0.38903
[10 empty] | 34.73% | 0.38902
[10 empty] | 34.74% | 0.38901
[10 empty] | 34.74% | 0.38901
[10 empty] | 34.74% | 0.389
[10 empty] | 34.74% | 0.389
[10 empty] | 34.75% | 0.389
[10 empty] | 34.75% | 0.38899
[10 empty] | 34.75% | 0.38898
[10 empty] | 34.76% | 0.38898
[10 empty] | 34.76% | 0.38897
[10 empty] | 34.76% | 0.38896
[10 empty] | 34.76% | 0.38895
[10 empty] | 34.77% | 0.38895
[10 empty] | 34.77% | 0.38892
[10 empty] | 34.77% | 0.38892
[10 empty] | 34.78% | 0.38891
[10 empty] | 34.78% | 0.38891
[10 empty] | 34.78% | 0.38891
[10 empty] | 34.78% | 0.3889
[10 empty] | 34.79% | 0.3889
[10 empty] | 34.79% | 0.3889
[10 empty] | 34.79% | 0.3889
[10 empty] | 34.8% | 0.38889
[10 empty] | 34.8% | 0.38889
[10 empty] | 34.8% | 0.38889
[10 empty] | 34.8% | 0.38887
[10 empty] | 34.81% | 0.38886
[10 empty] | 34.81% | 0.38886
[10 empty] | 34.81% | 0.38884
[10 empty] | 34.82% | 0.38884
[10 empty] | 34.82% | 0.38883
[10 empty] | 34.82% | 0.38881
[10 empty] | 34.82% | 0.38881
[10 empty] | 34.83% | 0.3888
[10 empty] | 34.83% | 0.38878
[10 empty] | 34.83% | 0.38877
[10 empty] | 34.84% | 0.38876
[10 empty] | 34.84% | 0.38876
[10 empty] | 34.84% | 0.38876
[10 empty] | 34.84% | 0.38875
[10 empty] | 34.85% | 0.38873
[10 empty] | 34.85% | 0.38873
[10 empty] | 34.85% | 0.38873
[10 empty] | 34.86% | 0.38873
[10 empty] | 34.86% | 0.38873
[10 empty] | 34.86% | 0.38872
[10 empty] | 34.86% | 0.38871
[10 empty] | 34.87% | 0.38868
[10 empty] | 34.87% | 0.38866
[10 empty] | 34.87% | 0.38865
[10 empty] | 34.88% | 0.38864
[10 empty] | 34.88% | 0.38864
[10 empty] | 34.88% | 0.38863
[10 empty] | 34.88% | 0.38863
[10 empty] | 34.89% | 0.38863
[10 empty] | 34.89% | 0.38863
[10 empty] | 34.89% | 0.38862
[10 empty] | 34.9% | 0.38862
[10 empty] | 34.9% | 0.38861
[10 empty] | 34.9% | 0.38861
[10 empty] | 34.9% | 0.3886
[10 empty] | 34.91% | 0.38858
[10 empty] | 34.91% | 0.38857
[10 empty] | 34.91% | 0.38857
[10 empty] | 34.92% | 0.38856
[10 empty] | 34.92% | 0.38854
[10 empty] | 34.92% | 0.38853
[10 empty] | 34.92% | 0.38849
[10 empty] | 34.93% | 0.38848
[10 empty] | 34.93% | 0.38845
[10 empty] | 34.93% | 0.38845
[10 empty] | 34.94% | 0.38844
[10 empty] | 34.94% | 0.38843
[10 empty] | 34.94% | 0.38842
[10 empty] | 34.94% | 0.38842
[10 empty] | 34.95% | 0.38841
[10 empty] | 34.95% | 0.3884
[10 empty] | 34.95% | 0.3884
[10 empty] | 34.96% | 0.3884
[10 empty] | 34.96% | 0.38838
[10 empty] | 34.96% | 0.38838
[10 empty] | 34.96% | 0.38838
[10 empty] | 34.97% | 0.38837
[10 empty] | 34.97% | 0.38836
[10 empty] | 34.97% | 0.38836
[10 empty] | 34.98% | 0.38835
[10 empty] | 34.98% | 0.38835
[10 empty] | 34.98% | 0.38835
[10 empty] | 34.98% | 0.38834
[10 empty] | 34.99% | 0.38832
[10 empty] | 34.99% | 0.38831
[10 empty] | 34.99% | 0.38831
[10 empty] | 35% | 0.38828
[10 empty] | 35% | 0.38825
[10 empty] | 35% | 0.38824
[10 empty] | 35% | 0.38823
[10 empty] | 35.01% | 0.38822
[10 empty] | 35.01% | 0.38821
[10 empty] | 35.01% | 0.38819
[10 empty] | 35.02% | 0.38819
[10 empty] | 35.02% | 0.38817
[10 empty] | 35.02% | 0.38816
[10 empty] | 35.02% | 0.38814
[10 empty] | 35.03% | 0.38813
[10 empty] | 35.03% | 0.38813
[10 empty] | 35.03% | 0.38813
[10 empty] | 35.04% | 0.38812
[10 empty] | 35.04% | 0.38812
[10 empty] | 35.04% | 0.38811
[10 empty] | 35.04% | 0.38811
[10 empty] | 35.05% | 0.38811
[10 empty] | 35.05% | 0.3881
[10 empty] | 35.05% | 0.38808
[10 empty] | 35.06% | 0.38807
[10 empty] | 35.06% | 0.38807
[10 empty] | 35.06% | 0.38807
[10 empty] | 35.06% | 0.38807
[10 empty] | 35.07% | 0.38807
[10 empty] | 35.07% | 0.38806
[10 empty] | 35.07% | 0.38805
[10 empty] | 35.08% | 0.38804
[10 empty] | 35.08% | 0.38803
[10 empty] | 35.08% | 0.38803
[10 empty] | 35.08% | 0.38802
[10 empty] | 35.09% | 0.38802
[10 empty] | 35.09% | 0.38802
[10 empty] | 35.09% | 0.388
[10 empty] | 35.1% | 0.388
[10 empty] | 35.1% | 0.38798
[10 empty] | 35.1% | 0.38798
[10 empty] | 35.1% | 0.38796
[10 empty] | 35.11% | 0.38796
[10 empty] | 35.11% | 0.38796
[10 empty] | 35.11% | 0.38795
[10 empty] | 35.12% | 0.38794
[10 empty] | 35.12% | 0.38793
[10 empty] | 35.12% | 0.38793
[10 empty] | 35.12% | 0.38792
[10 empty] | 35.13% | 0.38792
[10 empty] | 35.13% | 0.38791
[10 empty] | 35.13% | 0.38789
[10 empty] | 35.13% | 0.38789
[10 empty] | 35.14% | 0.38789
[10 empty] | 35.14% | 0.38786
[10 empty] | 35.14% | 0.38785
[10 empty] | 35.15% | 0.38785
[10 empty] | 35.15% | 0.38783
[10 empty] | 35.15% | 0.38783
[10 empty] | 35.15% | 0.38782
[10 empty] | 35.16% | 0.38781
[10 empty] | 35.16% | 0.38781
[10 empty] | 35.16% | 0.38781
[10 empty] | 35.17% | 0.38779
[10 empty] | 35.17% | 0.38778
[10 empty] | 35.17% | 0.38775
[10 empty] | 35.17% | 0.38773
[10 empty] | 35.18% | 0.38772
[10 empty] | 35.18% | 0.38771
[10 empty] | 35.18% | 0.38771
[10 empty] | 35.19% | 0.3877
[10 empty] | 35.19% | 0.3877
[10 empty] | 35.19% | 0.38769
[10 empty] | 35.19% | 0.38769
[10 empty] | 35.2% | 0.38769
[10 empty] | 35.2% | 0.38768
[10 empty] | 35.2% | 0.38768
[10 empty] | 35.21% | 0.38768
[10 empty] | 35.21% | 0.38768
[10 empty] | 35.21% | 0.38767
[10 empty] | 35.21% | 0.38766
[10 empty] | 35.22% | 0.38766
[10 empty] | 35.22% | 0.38765
[10 empty] | 35.22% | 0.38765
[10 empty] | 35.23% | 0.38763
[10 empty] | 35.23% | 0.38761
[10 empty] | 35.23% | 0.3876
[10 empty] | 35.23% | 0.3876
[10 empty] | 35.24% | 0.3876
[10 empty] | 35.24% | 0.3876
[10 empty] | 35.24% | 0.38759
[10 empty] | 35.25% | 0.38757
[10 empty] | 35.25% | 0.38756
[10 empty] | 35.25% | 0.38756
[10 empty] | 35.25% | 0.38756
[10 empty] | 35.26% | 0.38755
[10 empty] | 35.26% | 0.38754
[10 empty] | 35.26% | 0.38754
[10 empty] | 35.27% | 0.38753
[10 empty] | 35.27% | 0.38753
[10 empty] | 35.27% | 0.38752
[10 empty] | 35.27% | 0.38752
[10 empty] | 35.28% | 0.38752
[10 empty] | 35.28% | 0.3875
[10 empty] | 35.28% | 0.38749
[10 empty] | 35.29% | 0.38747
[10 empty] | 35.29% | 0.38746
[10 empty] | 35.29% | 0.38746
[10 empty] | 35.29% | 0.38743
[10 empty] | 35.3% | 0.38741
[10 empty] | 35.3% | 0.38741
[10 empty] | 35.3% | 0.38741
[10 empty] | 35.31% | 0.3874
[10 empty] | 35.31% | 0.3874
[10 empty] | 35.31% | 0.38736
[10 empty] | 35.31% | 0.38735
[10 empty] | 35.32% | 0.38733
[10 empty] | 35.32% | 0.3873
[10 empty] | 35.32% | 0.3873
[10 empty] | 35.33% | 0.38729
[10 empty] | 35.33% | 0.38728
[10 empty] | 35.33% | 0.38727
[10 empty] | 35.33% | 0.38726
[10 empty] | 35.34% | 0.38726
[10 empty] | 35.34% | 0.38725
[10 empty] | 35.34% | 0.38724
[10 empty] | 35.35% | 0.38724
[10 empty] | 35.35% | 0.38723
[10 empty] | 35.35% | 0.38722
[10 empty] | 35.35% | 0.38722
[10 empty] | 35.36% | 0.38721
[10 empty] | 35.36% | 0.38721
[10 empty] | 35.36% | 0.38721
[10 empty] | 35.37% | 0.3872
[10 empty] | 35.37% | 0.38719
[10 empty] | 35.37% | 0.38719
[10 empty] | 35.37% | 0.38717
[10 empty] | 35.38% | 0.38717
[10 empty] | 35.38% | 0.38717
[10 empty] | 35.38% | 0.38716
[10 empty] | 35.39% | 0.38715
[10 empty] | 35.39% | 0.38715
[10 empty] | 35.39% | 0.38715
[10 empty] | 35.39% | 0.38715
[10 empty] | 35.4% | 0.38714
[10 empty] | 35.4% | 0.38714
[10 empty] | 35.4% | 0.38714
[10 empty] | 35.41% | 0.38713
[10 empty] | 35.41% | 0.38713
[10 empty] | 35.41% | 0.38713
[10 empty] | 35.41% | 0.38712
[10 empty] | 35.42% | 0.38712
[10 empty] | 35.42% | 0.38712
[10 empty] | 35.42% | 0.38708
[10 empty] | 35.43% | 0.38708
[10 empty] | 35.43% | 0.38707
[10 empty] | 35.43% | 0.38707
[10 empty] | 35.43% | 0.38705
[10 empty] | 35.44% | 0.38705
[10 empty] | 35.44% | 0.38705
[10 empty] | 35.44% | 0.38704
[10 empty] | 35.45% | 0.38704
[10 empty] | 35.45% | 0.38704
[10 empty] | 35.45% | 0.38703
[10 empty] | 35.45% | 0.38702
[10 empty] | 35.46% | 0.38702
[10 empty] | 35.46% | 0.38702
[10 empty] | 35.46% | 0.38701
[10 empty] | 35.47% | 0.387
[10 empty] | 35.47% | 0.38699
[10 empty] | 35.47% | 0.38699
[10 empty] | 35.47% | 0.38699
[10 empty] | 35.48% | 0.38699
[10 empty] | 35.48% | 0.38699
[10 empty] | 35.48% | 0.38696
[10 empty] | 35.49% | 0.38695
[10 empty] | 35.49% | 0.38692
[10 empty] | 35.49% | 0.38691
[10 empty] | 35.49% | 0.38691
[10 empty] | 35.5% | 0.38691
[10 empty] | 35.5% | 0.38689
[10 empty] | 35.5% | 0.38689
[10 empty] | 35.51% | 0.38689
[10 empty] | 35.51% | 0.38689
[10 empty] | 35.51% | 0.38689
[10 empty] | 35.51% | 0.38689
[10 empty] | 35.52% | 0.38688
[10 empty] | 35.52% | 0.38688
[10 empty] | 35.52% | 0.38686
[10 empty] | 35.53% | 0.38683
[10 empty] | 35.53% | 0.38682
[10 empty] | 35.53% | 0.38682
[10 empty] | 35.53% | 0.38682
[10 empty] | 35.54% | 0.38681
[10 empty] | 35.54% | 0.38681
[10 empty] | 35.54% | 0.38681
[10 empty] | 35.55% | 0.38679
[10 empty] | 35.55% | 0.38677
[10 empty] | 35.55% | 0.38676
[10 empty] | 35.55% | 0.38676
[10 empty] | 35.56% | 0.38676
[10 empty] | 35.56% | 0.38674
[10 empty] | 35.56% | 0.38674
[10 empty] | 35.57% | 0.38672
[10 empty] | 35.57% | 0.38672
[10 empty] | 35.57% | 0.38672
[10 empty] | 35.57% | 0.38672
[10 empty] | 35.58% | 0.38671
[10 empty] | 35.58% | 0.38671
[10 empty] | 35.58% | 0.38671
[10 empty] | 35.59% | 0.38669
[10 empty] | 35.59% | 0.38668
[10 empty] | 35.59% | 0.38665
[10 empty] | 35.59% | 0.38665
[10 empty] | 35.6% | 0.38665
[10 empty] | 35.6% | 0.38665
[10 empty] | 35.6% | 0.38664
[10 empty] | 35.61% | 0.38663
[10 empty] | 35.61% | 0.38663
[10 empty] | 35.61% | 0.38662
[10 empty] | 35.61% | 0.3866
[10 empty] | 35.62% | 0.38659
[10 empty] | 35.62% | 0.38657
[10 empty] | 35.62% | 0.38656
[10 empty] | 35.63% | 0.38656
[10 empty] | 35.63% | 0.38656
[10 empty] | 35.63% | 0.38654
[10 empty] | 35.63% | 0.38653
[10 empty] | 35.64% | 0.38652
[10 empty] | 35.64% | 0.38651
[10 empty] | 35.64% | 0.38651
[10 empty] | 35.65% | 0.3865
[10 empty] | 35.65% | 0.3865
[10 empty] | 35.65% | 0.3865
[10 empty] | 35.65% | 0.38648
[10 empty] | 35.66% | 0.38647
[10 empty] | 35.66% | 0.38645
[10 empty] | 35.66% | 0.38645
[10 empty] | 35.67% | 0.38644
[10 empty] | 35.67% | 0.38643
[10 empty] | 35.67% | 0.38642
[10 empty] | 35.67% | 0.38642
[10 empty] | 35.68% | 0.38641
[10 empty] | 35.68% | 0.3864
[10 empty] | 35.68% | 0.3864
[10 empty] | 35.69% | 0.3864
[10 empty] | 35.69% | 0.38639
[10 empty] | 35.69% | 0.38638
[10 empty] | 35.69% | 0.38637
[10 empty] | 35.7% | 0.38637
[10 empty] | 35.7% | 0.38637
[10 empty] | 35.7% | 0.38636
[10 empty] | 35.71% | 0.38635
[10 empty] | 35.71% | 0.38634
[10 empty] | 35.71% | 0.38634
[10 empty] | 35.71% | 0.38634
[10 empty] | 35.72% | 0.38634
[10 empty] | 35.72% | 0.38633
[10 empty] | 35.72% | 0.38633
[10 empty] | 35.73% | 0.38632
[10 empty] | 35.73% | 0.38632
[10 empty] | 35.73% | 0.38632
[10 empty] | 35.73% | 0.38631
[10 empty] | 35.74% | 0.38629
[10 empty] | 35.74% | 0.38629
[10 empty] | 35.74% | 0.38629
[10 empty] | 35.75% | 0.38627
[10 empty] | 35.75% | 0.38627
[10 empty] | 35.75% | 0.38627
[10 empty] | 35.75% | 0.38626
[10 empty] | 35.76% | 0.38625
[10 empty] | 35.76% | 0.38624
[10 empty] | 35.76% | 0.38624
[10 empty] | 35.77% | 0.38623
[10 empty] | 35.77% | 0.38623
[10 empty] | 35.77% | 0.38622
[10 empty] | 35.77% | 0.38622
[10 empty] | 35.78% | 0.38621
[10 empty] | 35.78% | 0.38621
[10 empty] | 35.78% | 0.38621
[10 empty] | 35.79% | 0.38617
[10 empty] | 35.79% | 0.38616
[10 empty] | 35.79% | 0.38615
[10 empty] | 35.79% | 0.38615
[10 empty] | 35.8% | 0.38614
[10 empty] | 35.8% | 0.38613
[10 empty] | 35.8% | 0.38612
[10 empty] | 35.81% | 0.38611
[10 empty] | 35.81% | 0.38609
[10 empty] | 35.81% | 0.38609
[10 empty] | 35.81% | 0.38609
[10 empty] | 35.82% | 0.38608
[10 empty] | 35.82% | 0.38607
[10 empty] | 35.82% | 0.38605
[10 empty] | 35.83% | 0.38601
[10 empty] | 35.83% | 0.38601
[10 empty] | 35.83% | 0.386
[10 empty] | 35.83% | 0.38599
[10 empty] | 35.84% | 0.38599
[10 empty] | 35.84% | 0.38599
[10 empty] | 35.84% | 0.38599
[10 empty] | 35.85% | 0.38599
[10 empty] | 35.85% | 0.38598
[10 empty] | 35.85% | 0.38596
[10 empty] | 35.85% | 0.38595
[10 empty] | 35.86% | 0.38594
[10 empty] | 35.86% | 0.38594
[10 empty] | 35.86% | 0.38594
[10 empty] | 35.87% | 0.38594
[10 empty] | 35.87% | 0.38589
[10 empty] | 35.87% | 0.38589
[10 empty] | 35.87% | 0.38588
[10 empty] | 35.88% | 0.38587
[10 empty] | 35.88% | 0.38586
[10 empty] | 35.88% | 0.38585
[10 empty] | 35.89% | 0.38584
[10 empty] | 35.89% | 0.38583
[10 empty] | 35.89% | 0.38582
[10 empty] | 35.89% | 0.38581
[10 empty] | 35.9% | 0.38577
[10 empty] | 35.9% | 0.38577
[10 empty] | 35.9% | 0.38575
[10 empty] | 35.91% | 0.38574
[10 empty] | 35.91% | 0.38573
[10 empty] | 35.91% | 0.38572
[10 empty] | 35.91% | 0.38571
[10 empty] | 35.92% | 0.3857
[10 empty] | 35.92% | 0.3857
[10 empty] | 35.92% | 0.38569
[10 empty] | 35.93% | 0.38566
[10 empty] | 35.93% | 0.38566
[10 empty] | 35.93% | 0.38566
[10 empty] | 35.93% | 0.38565
[10 empty] | 35.94% | 0.38565
[10 empty] | 35.94% | 0.38563
[10 empty] | 35.94% | 0.38562
[10 empty] | 35.95% | 0.38562
[10 empty] | 35.95% | 0.38562
[10 empty] | 35.95% | 0.38562
[10 empty] | 35.95% | 0.38559
[10 empty] | 35.96% | 0.38557
[10 empty] | 35.96% | 0.38555
[10 empty] | 35.96% | 0.38555
[10 empty] | 35.97% | 0.38554
[10 empty] | 35.97% | 0.38554
[10 empty] | 35.97% | 0.38553
[10 empty] | 35.97% | 0.3855
[10 empty] | 35.98% | 0.3855
[10 empty] | 35.98% | 0.3855
[10 empty] | 35.98% | 0.38549
[10 empty] | 35.99% | 0.38547
[10 empty] | 35.99% | 0.38546
[10 empty] | 35.99% | 0.38546
[10 empty] | 35.99% | 0.38545
[10 empty] | 36% | 0.38545
[10 empty] | 36% | 0.38544
[10 empty] | 36% | 0.38544
[10 empty] | 36.01% | 0.38541
[10 empty] | 36.01% | 0.38541
[10 empty] | 36.01% | 0.3854
[10 empty] | 36.01% | 0.3854
[10 empty] | 36.02% | 0.38539
[10 empty] | 36.02% | 0.38537
[10 empty] | 36.02% | 0.38536
[10 empty] | 36.03% | 0.38536
[10 empty] | 36.03% | 0.38535
[10 empty] | 36.03% | 0.38534
[10 empty] | 36.03% | 0.38533
[10 empty] | 36.04% | 0.38532
[10 empty] | 36.04% | 0.38532
[10 empty] | 36.04% | 0.3853
[10 empty] | 36.05% | 0.38529
[10 empty] | 36.05% | 0.38529
[10 empty] | 36.05% | 0.38527
[10 empty] | 36.05% | 0.38525
[10 empty] | 36.06% | 0.38525
[10 empty] | 36.06% | 0.38524
[10 empty] | 36.06% | 0.38524
[10 empty] | 36.07% | 0.38524
[10 empty] | 36.07% | 0.38524
[10 empty] | 36.07% | 0.38523
[10 empty] | 36.07% | 0.38523
[10 empty] | 36.08% | 0.38521
[10 empty] | 36.08% | 0.38519
[10 empty] | 36.08% | 0.38518
[10 empty] | 36.09% | 0.38518
[10 empty] | 36.09% | 0.38516
[10 empty] | 36.09% | 0.38515
[10 empty] | 36.09% | 0.38514
[10 empty] | 36.1% | 0.38511
[10 empty] | 36.1% | 0.38511
[10 empty] | 36.1% | 0.3851
[10 empty] | 36.11% | 0.3851
[10 empty] | 36.11% | 0.38509
[10 empty] | 36.11% | 0.38509
[10 empty] | 36.11% | 0.38509
[10 empty] | 36.12% | 0.38507
[10 empty] | 36.12% | 0.38506
[10 empty] | 36.12% | 0.38505
[10 empty] | 36.13% | 0.38505
[10 empty] | 36.13% | 0.38504
[10 empty] | 36.13% | 0.38504
[10 empty] | 36.13% | 0.38504
[10 empty] | 36.14% | 0.38503
[10 empty] | 36.14% | 0.38503
[10 empty] | 36.14% | 0.385
[10 empty] | 36.15% | 0.385
[10 empty] | 36.15% | 0.385
[10 empty] | 36.15% | 0.385
[10 empty] | 36.15% | 0.38497
[10 empty] | 36.16% | 0.38495
[10 empty] | 36.16% | 0.38494
[10 empty] | 36.16% | 0.38494
[10 empty] | 36.17% | 0.38493
[10 empty] | 36.17% | 0.38491
[10 empty] | 36.17% | 0.3849
[10 empty] | 36.17% | 0.38488
[10 empty] | 36.18% | 0.38488
[10 empty] | 36.18% | 0.38488
[10 empty] | 36.18% | 0.38487
[10 empty] | 36.19% | 0.38487
[10 empty] | 36.19% | 0.38487
[10 empty] | 36.19% | 0.38486
[10 empty] | 36.19% | 0.38484
[10 empty] | 36.2% | 0.38484
[10 empty] | 36.2% | 0.38483
[10 empty] | 36.2% | 0.38482
[10 empty] | 36.21% | 0.38481
[10 empty] | 36.21% | 0.38481
[10 empty] | 36.21% | 0.38479
[10 empty] | 36.21% | 0.38479
[10 empty] | 36.22% | 0.38479
[10 empty] | 36.22% | 0.38478
[10 empty] | 36.22% | 0.38477
[10 empty] | 36.23% | 0.38476
[10 empty] | 36.23% | 0.38476
[10 empty] | 36.23% | 0.38474
[10 empty] | 36.23% | 0.38473
[10 empty] | 36.24% | 0.38472
[10 empty] | 36.24% | 0.3847
[10 empty] | 36.24% | 0.38469
[10 empty] | 36.25% | 0.38467
[10 empty] | 36.25% | 0.38465
[10 empty] | 36.25% | 0.38464
[10 empty] | 36.25% | 0.38463
[10 empty] | 36.26% | 0.38462
[10 empty] | 36.26% | 0.38457
[10 empty] | 36.26% | 0.38457
[10 empty] | 36.27% | 0.38456
[10 empty] | 36.27% | 0.38456
[10 empty] | 36.27% | 0.38455
[10 empty] | 36.27% | 0.38455
[10 empty] | 36.28% | 0.38453
[10 empty] | 36.28% | 0.38452
[10 empty] | 36.28% | 0.3845
[10 empty] | 36.29% | 0.38448
[10 empty] | 36.29% | 0.38447
[10 empty] | 36.29% | 0.38447
[10 empty] | 36.29% | 0.38446
[10 empty] | 36.3% | 0.38446
[10 empty] | 36.3% | 0.38446
[10 empty] | 36.3% | 0.38445
[10 empty] | 36.31% | 0.38445
[10 empty] | 36.31% | 0.38444
[10 empty] | 36.31% | 0.38441
[10 empty] | 36.31% | 0.3844
[10 empty] | 36.32% | 0.3844
[10 empty] | 36.32% | 0.38438
[10 empty] | 36.32% | 0.38434
[10 empty] | 36.32% | 0.38433
[10 empty] | 36.33% | 0.38432
[10 empty] | 36.33% | 0.38431
[10 empty] | 36.33% | 0.38431
[10 empty] | 36.34% | 0.3843
[10 empty] | 36.34% | 0.38429
[10 empty] | 36.34% | 0.38427
[10 empty] | 36.34% | 0.38426
[10 empty] | 36.35% | 0.38426
[10 empty] | 36.35% | 0.38425
[10 empty] | 36.35% | 0.38423
[10 empty] | 36.36% | 0.38423
[10 empty] | 36.36% | 0.38422
[10 empty] | 36.36% | 0.38421
[10 empty] | 36.36% | 0.38421
[10 empty] | 36.37% | 0.3842
[10 empty] | 36.37% | 0.38419
[10 empty] | 36.37% | 0.38418
[10 empty] | 36.38% | 0.38417
[10 empty] | 36.38% | 0.38417
[10 empty] | 36.38% | 0.38416
[10 empty] | 36.38% | 0.38416
[10 empty] | 36.39% | 0.38416
[10 empty] | 36.39% | 0.38415
[10 empty] | 36.39% | 0.38414
[10 empty] | 36.4% | 0.38412
[10 empty] | 36.4% | 0.3841
[10 empty] | 36.4% | 0.38409
[10 empty] | 36.4% | 0.38407
[10 empty] | 36.41% | 0.38407
[10 empty] | 36.41% | 0.38406
[10 empty] | 36.41% | 0.38405
[10 empty] | 36.42% | 0.38405
[10 empty] | 36.42% | 0.38404
[10 empty] | 36.42% | 0.38404
[10 empty] | 36.42% | 0.38403
[10 empty] | 36.43% | 0.38403
[10 empty] | 36.43% | 0.38401
[10 empty] | 36.43% | 0.38399
[10 empty] | 36.44% | 0.38398
[10 empty] | 36.44% | 0.38396
[10 empty] | 36.44% | 0.38393
[10 empty] | 36.44% | 0.38392
[10 empty] | 36.45% | 0.38391
[10 empty] | 36.45% | 0.38391
[10 empty] | 36.45% | 0.38389
[10 empty] | 36.46% | 0.38388
[10 empty] | 36.46% | 0.38388
[10 empty] | 36.46% | 0.38385
[10 empty] | 36.46% | 0.38385
[10 empty] | 36.47% | 0.38384
[10 empty] | 36.47% | 0.38381
[10 empty] | 36.47% | 0.3838
[10 empty] | 36.48% | 0.3838
[10 empty] | 36.48% | 0.38378
[10 empty] | 36.48% | 0.38378
[10 empty] | 36.48% | 0.38377
[10 empty] | 36.49% | 0.38377
[10 empty] | 36.49% | 0.38377
[10 empty] | 36.49% | 0.38376
[10 empty] | 36.5% | 0.38373
[10 empty] | 36.5% | 0.38373
[10 empty] | 36.5% | 0.38373
[10 empty] | 36.5% | 0.38373
[10 empty] | 36.51% | 0.38373
[10 empty] | 36.51% | 0.38372
[10 empty] | 36.51% | 0.38372
[10 empty] | 36.52% | 0.38372
[10 empty] | 36.52% | 0.38371
[10 empty] | 36.52% | 0.3837
[10 empty] | 36.52% | 0.38369
[10 empty] | 36.53% | 0.38369
[10 empty] | 36.53% | 0.38368
[10 empty] | 36.53% | 0.38366
[10 empty] | 36.54% | 0.38365
[10 empty] | 36.54% | 0.38364
[10 empty] | 36.54% | 0.38364
[10 empty] | 36.54% | 0.38364
[10 empty] | 36.55% | 0.38363
[10 empty] | 36.55% | 0.38363
[10 empty] | 36.55% | 0.38363
[10 empty] | 36.56% | 0.38362
[10 empty] | 36.56% | 0.38362
[10 empty] | 36.56% | 0.38362
[10 empty] | 36.56% | 0.38362
[10 empty] | 36.57% | 0.38361
[10 empty] | 36.57% | 0.38359
[10 empty] | 36.57% | 0.38359
[10 empty] | 36.58% | 0.38359
[10 empty] | 36.58% | 0.38359
[10 empty] | 36.58% | 0.38358
[10 empty] | 36.58% | 0.38358
[10 empty] | 36.59% | 0.38358
[10 empty] | 36.59% | 0.38357
[10 empty] | 36.59% | 0.38355
[10 empty] | 36.6% | 0.38355
[10 empty] | 36.6% | 0.38352
[10 empty] | 36.6% | 0.38351
[10 empty] | 36.6% | 0.3835
[10 empty] | 36.61% | 0.3835
[10 empty] | 36.61% | 0.38349
[10 empty] | 36.61% | 0.38349
[10 empty] | 36.62% | 0.38346
[10 empty] | 36.62% | 0.38346
[10 empty] | 36.62% | 0.38346
[10 empty] | 36.62% | 0.38345
[10 empty] | 36.63% | 0.38344
[10 empty] | 36.63% | 0.38343
[10 empty] | 36.63% | 0.38343
[10 empty] | 36.64% | 0.3834
[10 empty] | 36.64% | 0.3834
[10 empty] | 36.64% | 0.38337
[10 empty] | 36.64% | 0.38334
[10 empty] | 36.65% | 0.38334
[10 empty] | 36.65% | 0.38333
[10 empty] | 36.65% | 0.38331
[10 empty] | 36.66% | 0.38329
[10 empty] | 36.66% | 0.38325
[10 empty] | 36.66% | 0.38325
[10 empty] | 36.66% | 0.38324
[10 empty] | 36.67% | 0.38324
[10 empty] | 36.67% | 0.38323
[10 empty] | 36.67% | 0.38322
[10 empty] | 36.68% | 0.38321
[10 empty] | 36.68% | 0.3832
[10 empty] | 36.68% | 0.38318
[10 empty] | 36.68% | 0.38316
[10 empty] | 36.69% | 0.38316
[10 empty] | 36.69% | 0.38315
[10 empty] | 36.69% | 0.38314
[10 empty] | 36.7% | 0.38314
[10 empty] | 36.7% | 0.38313
[10 empty] | 36.7% | 0.38313
[10 empty] | 36.7% | 0.38313
[10 empty] | 36.71% | 0.38312
[10 empty] | 36.71% | 0.38311
[10 empty] | 36.71% | 0.3831
[10 empty] | 36.72% | 0.38308
[10 empty] | 36.72% | 0.38307
[10 empty] | 36.72% | 0.38307
[10 empty] | 36.72% | 0.38307
[10 empty] | 36.73% | 0.38307
[10 empty] | 36.73% | 0.38306
[10 empty] | 36.73% | 0.38303
[10 empty] | 36.74% | 0.38303
[10 empty] | 36.74% | 0.38302
[10 empty] | 36.74% | 0.38302
[10 empty] | 36.74% | 0.38302
[10 empty] | 36.75% | 0.38301
[10 empty] | 36.75% | 0.383
[10 empty] | 36.75% | 0.383
[10 empty] | 36.76% | 0.38296
[10 empty] | 36.76% | 0.38296
[10 empty] | 36.76% | 0.38296
[10 empty] | 36.76% | 0.38294
[10 empty] | 36.77% | 0.38291
[10 empty] | 36.77% | 0.3829
[10 empty] | 36.77% | 0.38289
[10 empty] | 36.78% | 0.38289
[10 empty] | 36.78% | 0.38288
[10 empty] | 36.78% | 0.38287
[10 empty] | 36.78% | 0.38287
[10 empty] | 36.79% | 0.38286
[10 empty] | 36.79% | 0.38286
[10 empty] | 36.79% | 0.38284
[10 empty] | 36.8% | 0.38284
[10 empty] | 36.8% | 0.38284
[10 empty] | 36.8% | 0.38284
[10 empty] | 36.8% | 0.38284
[10 empty] | 36.81% | 0.38281
[10 empty] | 36.81% | 0.38279
[10 empty] | 36.81% | 0.38279
[10 empty] | 36.82% | 0.38278
[10 empty] | 36.82% | 0.38278
[10 empty] | 36.82% | 0.38277
[10 empty] | 36.82% | 0.38276
[10 empty] | 36.83% | 0.38275
[10 empty] | 36.83% | 0.38274
[10 empty] | 36.83% | 0.38274
[10 empty] | 36.84% | 0.38274
[10 empty] | 36.84% | 0.38273
[10 empty] | 36.84% | 0.38272
[10 empty] | 36.84% | 0.38272
[10 empty] | 36.85% | 0.38271
[10 empty] | 36.85% | 0.38271
[10 empty] | 36.85% | 0.3827
[10 empty] | 36.86% | 0.38269
[10 empty] | 36.86% | 0.38268
[10 empty] | 36.86% | 0.38265
[10 empty] | 36.86% | 0.38264
[10 empty] | 36.87% | 0.38264
[10 empty] | 36.87% | 0.38263
[10 empty] | 36.87% | 0.38263
[10 empty] | 36.88% | 0.3826
[10 empty] | 36.88% | 0.38259
[10 empty] | 36.88% | 0.38257
[10 empty] | 36.88% | 0.38257
[10 empty] | 36.89% | 0.38255
[10 empty] | 36.89% | 0.38255
[10 empty] | 36.89% | 0.38254
[10 empty] | 36.9% | 0.38252
[10 empty] | 36.9% | 0.38252
[10 empty] | 36.9% | 0.38248
[10 empty] | 36.9% | 0.38248
[10 empty] | 36.91% | 0.38245
[10 empty] | 36.91% | 0.38245
[10 empty] | 36.91% | 0.38245
[10 empty] | 36.92% | 0.38244
[10 empty] | 36.92% | 0.38243
[10 empty] | 36.92% | 0.38243
[10 empty] | 36.92% | 0.38243
[10 empty] | 36.93% | 0.38242
[10 empty] | 36.93% | 0.38242
[10 empty] | 36.93% | 0.38239
[10 empty] | 36.94% | 0.38237
[10 empty] | 36.94% | 0.38237
[10 empty] | 36.94% | 0.38237
[10 empty] | 36.94% | 0.38236
[10 empty] | 36.95% | 0.38236
[10 empty] | 36.95% | 0.38234
[10 empty] | 36.95% | 0.38234
[10 empty] | 36.96% | 0.38234
[10 empty] | 36.96% | 0.38232
[10 empty] | 36.96% | 0.38232
[10 empty] | 36.96% | 0.3823
[10 empty] | 36.97% | 0.38228
[10 empty] | 36.97% | 0.38228
[10 empty] | 36.97% | 0.38226
[10 empty] | 36.98% | 0.38224
[10 empty] | 36.98% | 0.38224
[10 empty] | 36.98% | 0.38221
[10 empty] | 36.98% | 0.38221
[10 empty] | 36.99% | 0.3822
[10 empty] | 36.99% | 0.38219
[10 empty] | 36.99% | 0.38218
[10 empty] | 37% | 0.38217
[10 empty] | 37% | 0.38215
[10 empty] | 37% | 0.38212
[10 empty] | 37% | 0.38211
[10 empty] | 37.01% | 0.38211
[10 empty] | 37.01% | 0.3821
[10 empty] | 37.01% | 0.38209
[10 empty] | 37.02% | 0.38208
[10 empty] | 37.02% | 0.38207
[10 empty] | 37.02% | 0.38205
[10 empty] | 37.02% | 0.38205
[10 empty] | 37.03% | 0.38202
[10 empty] | 37.03% | 0.38201
[10 empty] | 37.03% | 0.382
[10 empty] | 37.04% | 0.382
[10 empty] | 37.04% | 0.382
[10 empty] | 37.04% | 0.382
[10 empty] | 37.04% | 0.38199
[10 empty] | 37.05% | 0.38199
[10 empty] | 37.05% | 0.38196
[10 empty] | 37.05% | 0.38193
[10 empty] | 37.06% | 0.38192
[10 empty] | 37.06% | 0.38191
[10 empty] | 37.06% | 0.38191
[10 empty] | 37.06% | 0.38191
[10 empty] | 37.07% | 0.3819
[10 empty] | 37.07% | 0.38189
[10 empty] | 37.07% | 0.38186
[10 empty] | 37.08% | 0.38186
[10 empty] | 37.08% | 0.38186
[10 empty] | 37.08% | 0.38185
[10 empty] | 37.08% | 0.38185
[10 empty] | 37.09% | 0.38184
[10 empty] | 37.09% | 0.38182
[10 empty] | 37.09% | 0.38182
[10 empty] | 37.1% | 0.38181
[10 empty] | 37.1% | 0.3818
[10 empty] | 37.1% | 0.38178
[10 empty] | 37.1% | 0.38177
[10 empty] | 37.11% | 0.38174
[10 empty] | 37.11% | 0.38174
[10 empty] | 37.11% | 0.38173
[10 empty] | 37.12% | 0.38172
[10 empty] | 37.12% | 0.38171
[10 empty] | 37.12% | 0.3817
[10 empty] | 37.12% | 0.38169
[10 empty] | 37.13% | 0.38169
[10 empty] | 37.13% | 0.38169
[10 empty] | 37.13% | 0.38168
[10 empty] | 37.14% | 0.38168
[10 empty] | 37.14% | 0.38168
[10 empty] | 37.14% | 0.38166
[10 empty] | 37.14% | 0.38164
[10 empty] | 37.15% | 0.38164
[10 empty] | 37.15% | 0.38164
[10 empty] | 37.15% | 0.38164
[10 empty] | 37.16% | 0.38163
[10 empty] | 37.16% | 0.38161
[10 empty] | 37.16% | 0.38159
[10 empty] | 37.16% | 0.38159
[10 empty] | 37.17% | 0.38158
[10 empty] | 37.17% | 0.38158
[10 empty] | 37.17% | 0.38157
[10 empty] | 37.18% | 0.38156
[10 empty] | 37.18% | 0.38155
[10 empty] | 37.18% | 0.38155
[10 empty] | 37.18% | 0.38155
[10 empty] | 37.19% | 0.38155
[10 empty] | 37.19% | 0.38154
[10 empty] | 37.19% | 0.38151
[10 empty] | 37.2% | 0.38149
[10 empty] | 37.2% | 0.38148
[10 empty] | 37.2% | 0.38148
[10 empty] | 37.2% | 0.38148
[10 empty] | 37.21% | 0.38147
[10 empty] | 37.21% | 0.38146
[10 empty] | 37.21% | 0.38146
[10 empty] | 37.22% | 0.38146
[10 empty] | 37.22% | 0.38146
[10 empty] | 37.22% | 0.38145
[10 empty] | 37.22% | 0.38144
[10 empty] | 37.23% | 0.38143
[10 empty] | 37.23% | 0.38143
[10 empty] | 37.23% | 0.38139
[10 empty] | 37.24% | 0.38138
[10 empty] | 37.24% | 0.38137
[10 empty] | 37.24% | 0.38137
[10 empty] | 37.24% | 0.38136
[10 empty] | 37.25% | 0.38133
[10 empty] | 37.25% | 0.38132
[10 empty] | 37.25% | 0.38131
[10 empty] | 37.26% | 0.3813
[10 empty] | 37.26% | 0.3813
[10 empty] | 37.26% | 0.38127
[10 empty] | 37.26% | 0.38127
[10 empty] | 37.27% | 0.38126
[10 empty] | 37.27% | 0.38125
[10 empty] | 37.27% | 0.38125
[10 empty] | 37.28% | 0.38122
[10 empty] | 37.28% | 0.38121
[10 empty] | 37.28% | 0.38121
[10 empty] | 37.28% | 0.38119
[10 empty] | 37.29% | 0.38119
[10 empty] | 37.29% | 0.38119
[10 empty] | 37.29% | 0.38117
[10 empty] | 37.3% | 0.38117
[10 empty] | 37.3% | 0.38116
[10 empty] | 37.3% | 0.38114
[10 empty] | 37.3% | 0.38114
[10 empty] | 37.31% | 0.38113
[10 empty] | 37.31% | 0.38113
[10 empty] | 37.31% | 0.38113
[10 empty] | 37.32% | 0.38112
[10 empty] | 37.32% | 0.3811
[10 empty] | 37.32% | 0.3811
[10 empty] | 37.32% | 0.38109
[10 empty] | 37.33% | 0.38107
[10 empty] | 37.33% | 0.38106
[10 empty] | 37.33% | 0.38105
[10 empty] | 37.34% | 0.38104
[10 empty] | 37.34% | 0.38102
[10 empty] | 37.34% | 0.38102
[10 empty] | 37.34% | 0.38102
[10 empty] | 37.35% | 0.38102
[10 empty] | 37.35% | 0.38102
[10 empty] | 37.35% | 0.38101
[10 empty] | 37.36% | 0.381
[10 empty] | 37.36% | 0.381
[10 empty] | 37.36% | 0.38099
[10 empty] | 37.36% | 0.38098
[10 empty] | 37.37% | 0.38096
[10 empty] | 37.37% | 0.38095
[10 empty] | 37.37% | 0.38094
[10 empty] | 37.38% | 0.38094
[10 empty] | 37.38% | 0.38093
[10 empty] | 37.38% | 0.38093
[10 empty] | 37.38% | 0.38093
[10 empty] | 37.39% | 0.38092
[10 empty] | 37.39% | 0.38091
[10 empty] | 37.39% | 0.38091
[10 empty] | 37.4% | 0.38091
[10 empty] | 37.4% | 0.3809
[10 empty] | 37.4% | 0.38087
[10 empty] | 37.4% | 0.38085
[10 empty] | 37.41% | 0.38083
[10 empty] | 37.41% | 0.38083
[10 empty] | 37.41% | 0.38082
[10 empty] | 37.42% | 0.38081
[10 empty] | 37.42% | 0.38077
[10 empty] | 37.42% | 0.38076
[10 empty] | 37.42% | 0.38076
[10 empty] | 37.43% | 0.38074
[10 empty] | 37.43% | 0.38073
[10 empty] | 37.43% | 0.38073
[10 empty] | 37.44% | 0.38073
[10 empty] | 37.44% | 0.38073
[10 empty] | 37.44% | 0.38072
[10 empty] | 37.44% | 0.38071
[10 empty] | 37.45% | 0.38071
[10 empty] | 37.45% | 0.38071
[10 empty] | 37.45% | 0.3807
[10 empty] | 37.46% | 0.38069
[10 empty] | 37.46% | 0.38068
[10 empty] | 37.46% | 0.38068
[10 empty] | 37.46% | 0.38065
[10 empty] | 37.47% | 0.38064
[10 empty] | 37.47% | 0.38064
[10 empty] | 37.47% | 0.38063
[10 empty] | 37.48% | 0.38063
[10 empty] | 37.48% | 0.38063
[10 empty] | 37.48% | 0.3806
[10 empty] | 37.48% | 0.38059
[10 empty] | 37.49% | 0.38059
[10 empty] | 37.49% | 0.38057
[10 empty] | 37.49% | 0.38057
[10 empty] | 37.5% | 0.38056
[10 empty] | 37.5% | 0.38056
[10 empty] | 37.5% | 0.38055
[10 empty] | 37.5% | 0.38053
[10 empty] | 37.51% | 0.38053
[10 empty] | 37.51% | 0.38052
[10 empty] | 37.51% | 0.38051
[10 empty] | 37.51% | 0.38051
[10 empty] | 37.52% | 0.38051
[10 empty] | 37.52% | 0.3805
[10 empty] | 37.52% | 0.3805
[10 empty] | 37.53% | 0.3805
[10 empty] | 37.53% | 0.3805
[10 empty] | 37.53% | 0.38049
[10 empty] | 37.53% | 0.38049
[10 empty] | 37.54% | 0.38049
[10 empty] | 37.54% | 0.38048
[10 empty] | 37.54% | 0.38047
[10 empty] | 37.55% | 0.38043
[10 empty] | 37.55% | 0.38041
[10 empty] | 37.55% | 0.38041
[10 empty] | 37.55% | 0.3804
[10 empty] | 37.56% | 0.3804
[10 empty] | 37.56% | 0.38039
[10 empty] | 37.56% | 0.38038
[10 empty] | 37.57% | 0.38038
[10 empty] | 37.57% | 0.38037
[10 empty] | 37.57% | 0.38037
[10 empty] | 37.57% | 0.38036
[10 empty] | 37.58% | 0.38035
[10 empty] | 37.58% | 0.38033
[10 empty] | 37.58% | 0.38031
[10 empty] | 37.59% | 0.3803
[10 empty] | 37.59% | 0.38026
[10 empty] | 37.59% | 0.38025
[10 empty] | 37.59% | 0.38024
[10 empty] | 37.6% | 0.38024
[10 empty] | 37.6% | 0.38023
[10 empty] | 37.6% | 0.38023
[10 empty] | 37.61% | 0.38022
[10 empty] | 37.61% | 0.38022
[10 empty] | 37.61% | 0.3802
[10 empty] | 37.61% | 0.3802
[10 empty] | 37.62% | 0.38016
[10 empty] | 37.62% | 0.38015
[10 empty] | 37.62% | 0.38015
[10 empty] | 37.63% | 0.38014
[10 empty] | 37.63% | 0.38014
[10 empty] | 37.63% | 0.38013
[10 empty] | 37.63% | 0.38013
[10 empty] | 37.64% | 0.38012
[10 empty] | 37.64% | 0.38011
[10 empty] | 37.64% | 0.38011
[10 empty] | 37.65% | 0.38011
[10 empty] | 37.65% | 0.3801
[10 empty] | 37.65% | 0.38009
[10 empty] | 37.65% | 0.38008
[10 empty] | 37.66% | 0.38008
[10 empty] | 37.66% | 0.38006
[10 empty] | 37.66% | 0.38006
[10 empty] | 37.67% | 0.38006
[10 empty] | 37.67% | 0.38005
[10 empty] | 37.67% | 0.38003
[10 empty] | 37.67% | 0.38002
[10 empty] | 37.68% | 0.37999
[10 empty] | 37.68% | 0.37998
[10 empty] | 37.68% | 0.37997
[10 empty] | 37.69% | 0.37997
[10 empty] | 37.69% | 0.37997
[10 empty] | 37.69% | 0.37995
[10 empty] | 37.69% | 0.37995
[10 empty] | 37.7% | 0.37995
[10 empty] | 37.7% | 0.37994
[10 empty] | 37.7% | 0.37993
[10 empty] | 37.71% | 0.37992
[10 empty] | 37.71% | 0.37992
[10 empty] | 37.71% | 0.37992
[10 empty] | 37.71% | 0.37991
[10 empty] | 37.72% | 0.3799
[10 empty] | 37.72% | 0.3799
[10 empty] | 37.72% | 0.37988
[10 empty] | 37.73% | 0.37988
[10 empty] | 37.73% | 0.37986
[10 empty] | 37.73% | 0.37986
[10 empty] | 37.73% | 0.37985
[10 empty] | 37.74% | 0.37984
[10 empty] | 37.74% | 0.37983
[10 empty] | 37.74% | 0.37983
[10 empty] | 37.75% | 0.3798
[10 empty] | 37.75% | 0.37976
[10 empty] | 37.75% | 0.37976
[10 empty] | 37.75% | 0.37975
[10 empty] | 37.76% | 0.37974
[10 empty] | 37.76% | 0.37973
[10 empty] | 37.76% | 0.37973
[10 empty] | 37.77% | 0.37972
[10 empty] | 37.77% | 0.37972
[10 empty] | 37.77% | 0.3797
[10 empty] | 37.77% | 0.3797
[10 empty] | 37.78% | 0.37967
[10 empty] | 37.78% | 0.37966
[10 empty] | 37.78% | 0.37964
[10 empty] | 37.79% | 0.37962
[10 empty] | 37.79% | 0.37961
[10 empty] | 37.79% | 0.3796
[10 empty] | 37.79% | 0.3796
[10 empty] | 37.8% | 0.37954
[10 empty] | 37.8% | 0.37954
[10 empty] | 37.8% | 0.37951
[10 empty] | 37.81% | 0.37951
[10 empty] | 37.81% | 0.3795
[10 empty] | 37.81% | 0.37947
[10 empty] | 37.81% | 0.37947
[10 empty] | 37.82% | 0.37946
[10 empty] | 37.82% | 0.37946
[10 empty] | 37.82% | 0.37945
[10 empty] | 37.83% | 0.37944
[10 empty] | 37.83% | 0.37944
[10 empty] | 37.83% | 0.37944
[10 empty] | 37.83% | 0.37944
[10 empty] | 37.84% | 0.37944
[10 empty] | 37.84% | 0.37943
[10 empty] | 37.84% | 0.37943
[10 empty] | 37.85% | 0.37942
[10 empty] | 37.85% | 0.37942
[10 empty] | 37.85% | 0.37941
[10 empty] | 37.85% | 0.37939
[10 empty] | 37.86% | 0.37939
[10 empty] | 37.86% | 0.37938
[10 empty] | 37.86% | 0.37936
[10 empty] | 37.87% | 0.37935
[10 empty] | 37.87% | 0.37934
[10 empty] | 37.87% | 0.37934
[10 empty] | 37.87% | 0.37932
[10 empty] | 37.88% | 0.37931
[10 empty] | 37.88% | 0.3793
[10 empty] | 37.88% | 0.37927
[10 empty] | 37.89% | 0.37926
[10 empty] | 37.89% | 0.37923
[10 empty] | 37.89% | 0.37922
[10 empty] | 37.89% | 0.37921
[10 empty] | 37.9% | 0.3792
[10 empty] | 37.9% | 0.3792
[10 empty] | 37.9% | 0.37919
[10 empty] | 37.91% | 0.37918
[10 empty] | 37.91% | 0.37918
[10 empty] | 37.91% | 0.37918
[10 empty] | 37.91% | 0.37916
[10 empty] | 37.92% | 0.37916
[10 empty] | 37.92% | 0.37916
[10 empty] | 37.92% | 0.37915
[10 empty] | 37.93% | 0.37914
[10 empty] | 37.93% | 0.37913
[10 empty] | 37.93% | 0.37912
[10 empty] | 37.93% | 0.37911
[10 empty] | 37.94% | 0.3791
[10 empty] | 37.94% | 0.37909
[10 empty] | 37.94% | 0.37909
[10 empty] | 37.95% | 0.37907
[10 empty] | 37.95% | 0.37906
[10 empty] | 37.95% | 0.37905
[10 empty] | 37.95% | 0.37905
[10 empty] | 37.96% | 0.37905
[10 empty] | 37.96% | 0.37905
[10 empty] | 37.96% | 0.37903
[10 empty] | 37.97% | 0.37903
[10 empty] | 37.97% | 0.37903
[10 empty] | 37.97% | 0.37902
[10 empty] | 37.97% | 0.37902
[10 empty] | 37.98% | 0.37901
[10 empty] | 37.98% | 0.379
[10 empty] | 37.98% | 0.379
[10 empty] | 37.99% | 0.379
[10 empty] | 37.99% | 0.37899
[10 empty] | 37.99% | 0.37899
[10 empty] | 37.99% | 0.37898
[10 empty] | 38% | 0.37894
[10 empty] | 38% | 0.37894
[10 empty] | 38% | 0.37892
[10 empty] | 38.01% | 0.3789
[10 empty] | 38.01% | 0.3789
[10 empty] | 38.01% | 0.37889
[10 empty] | 38.01% | 0.37887
[10 empty] | 38.02% | 0.37885
[10 empty] | 38.02% | 0.37885
[10 empty] | 38.02% | 0.37884
[10 empty] | 38.03% | 0.37883
[10 empty] | 38.03% | 0.37881
[10 empty] | 38.03% | 0.37881
[10 empty] | 38.03% | 0.3788
[10 empty] | 38.04% | 0.3788
[10 empty] | 38.04% | 0.37878
[10 empty] | 38.04% | 0.37878
[10 empty] | 38.05% | 0.37877
[10 empty] | 38.05% | 0.37876
[10 empty] | 38.05% | 0.37876
[10 empty] | 38.05% | 0.37876
[10 empty] | 38.06% | 0.37875
[10 empty] | 38.06% | 0.37875
[10 empty] | 38.06% | 0.37875
[10 empty] | 38.07% | 0.37874
[10 empty] | 38.07% | 0.37871
[10 empty] | 38.07% | 0.37871
[10 empty] | 38.07% | 0.3787
[10 empty] | 38.08% | 0.3787
[10 empty] | 38.08% | 0.37869
[10 empty] | 38.08% | 0.37868
[10 empty] | 38.09% | 0.37868
[10 empty] | 38.09% | 0.37867
[10 empty] | 38.09% | 0.37866
[10 empty] | 38.09% | 0.37865
[10 empty] | 38.1% | 0.37864
[10 empty] | 38.1% | 0.37863
[10 empty] | 38.1% | 0.37863
[10 empty] | 38.11% | 0.37863
[10 empty] | 38.11% | 0.37863
[10 empty] | 38.11% | 0.37862
[10 empty] | 38.11% | 0.37862
[10 empty] | 38.12% | 0.37862
[10 empty] | 38.12% | 0.37861
[10 empty] | 38.12% | 0.37861
[10 empty] | 38.13% | 0.3786
[10 empty] | 38.13% | 0.37859
[10 empty] | 38.13% | 0.37858
[10 empty] | 38.13% | 0.37856
[10 empty] | 38.14% | 0.37856
[10 empty] | 38.14% | 0.37855
[10 empty] | 38.14% | 0.37855
[10 empty] | 38.15% | 0.37854
[10 empty] | 38.15% | 0.3785
[10 empty] | 38.15% | 0.37849
[10 empty] | 38.15% | 0.37849
[10 empty] | 38.16% | 0.37849
[10 empty] | 38.16% | 0.37847
[10 empty] | 38.16% | 0.37845
[10 empty] | 38.17% | 0.37844
[10 empty] | 38.17% | 0.37844
[10 empty] | 38.17% | 0.37844
[10 empty] | 38.17% | 0.37843
[10 empty] | 38.18% | 0.37842
[10 empty] | 38.18% | 0.37842
[10 empty] | 38.18% | 0.37841
[10 empty] | 38.19% | 0.37839
[10 empty] | 38.19% | 0.37838
[10 empty] | 38.19% | 0.37837
[10 empty] | 38.19% | 0.37835
[10 empty] | 38.2% | 0.37834
[10 empty] | 38.2% | 0.37831
[10 empty] | 38.2% | 0.3783
[10 empty] | 38.21% | 0.3783
[10 empty] | 38.21% | 0.3783
[10 empty] | 38.21% | 0.37829
[10 empty] | 38.21% | 0.37829
[10 empty] | 38.22% | 0.37827
[10 empty] | 38.22% | 0.37827
[10 empty] | 38.22% | 0.37827
[10 empty] | 38.23% | 0.37826
[10 empty] | 38.23% | 0.37826
[10 empty] | 38.23% | 0.37826
[10 empty] | 38.23% | 0.37826
[10 empty] | 38.24% | 0.37825
[10 empty] | 38.24% | 0.37825
[10 empty] | 38.24% | 0.37823
[10 empty] | 38.25% | 0.37823
[10 empty] | 38.25% | 0.37822
[10 empty] | 38.25% | 0.37822
[10 empty] | 38.25% | 0.37821
[10 empty] | 38.26% | 0.3782
[10 empty] | 38.26% | 0.3782
[10 empty] | 38.26% | 0.37819
[10 empty] | 38.27% | 0.37819
[10 empty] | 38.27% | 0.37819
[10 empty] | 38.27% | 0.37818
[10 empty] | 38.27% | 0.37818
[10 empty] | 38.28% | 0.37817
[10 empty] | 38.28% | 0.37813
[10 empty] | 38.28% | 0.37813
[10 empty] | 38.29% | 0.37812
[10 empty] | 38.29% | 0.37811
[10 empty] | 38.29% | 0.3781
[10 empty] | 38.29% | 0.37809
[10 empty] | 38.3% | 0.37809
[10 empty] | 38.3% | 0.37808
[10 empty] | 38.3% | 0.37808
[10 empty] | 38.31% | 0.37807
[10 empty] | 38.31% | 0.37806
[10 empty] | 38.31% | 0.37806
[10 empty] | 38.31% | 0.37805
[10 empty] | 38.32% | 0.37805
[10 empty] | 38.32% | 0.37803
[10 empty] | 38.32% | 0.37803
[10 empty] | 38.33% | 0.37801
[10 empty] | 38.33% | 0.37801
[10 empty] | 38.33% | 0.378
[10 empty] | 38.33% | 0.37798
[10 empty] | 38.34% | 0.37797
[10 empty] | 38.34% | 0.37795
[10 empty] | 38.34% | 0.37792
[10 empty] | 38.35% | 0.37792
[10 empty] | 38.35% | 0.37792
[10 empty] | 38.35% | 0.37788
[10 empty] | 38.35% | 0.37788
[10 empty] | 38.36% | 0.37787
[10 empty] | 38.36% | 0.37787
[10 empty] | 38.36% | 0.37785
[10 empty] | 38.37% | 0.37783
[10 empty] | 38.37% | 0.37783
[10 empty] | 38.37% | 0.37781
[10 empty] | 38.37% | 0.3778
[10 empty] | 38.38% | 0.37779
[10 empty] | 38.38% | 0.37779
[10 empty] | 38.38% | 0.37778
[10 empty] | 38.39% | 0.37776
[10 empty] | 38.39% | 0.37775
[10 empty] | 38.39% | 0.37774
[10 empty] | 38.39% | 0.37773
[10 empty] | 38.4% | 0.37771
[10 empty] | 38.4% | 0.37771
[10 empty] | 38.4% | 0.37771
[10 empty] | 38.41% | 0.3777
[10 empty] | 38.41% | 0.37769
[10 empty] | 38.41% | 0.37768
[10 empty] | 38.41% | 0.37768
[10 empty] | 38.42% | 0.37767
[10 empty] | 38.42% | 0.37766
[10 empty] | 38.42% | 0.37765
[10 empty] | 38.43% | 0.37765
[10 empty] | 38.43% | 0.37765
[10 empty] | 38.43% | 0.37765
[10 empty] | 38.43% | 0.37765
[10 empty] | 38.44% | 0.37764
[10 empty] | 38.44% | 0.37764
[10 empty] | 38.44% | 0.37764
[10 empty] | 38.45% | 0.37763
[10 empty] | 38.45% | 0.37763
[10 empty] | 38.45% | 0.37763
[10 empty] | 38.45% | 0.37761
[10 empty] | 38.46% | 0.3776
[10 empty] | 38.46% | 0.37759
[10 empty] | 38.46% | 0.37758
[10 empty] | 38.47% | 0.37758
[10 empty] | 38.47% | 0.37757
[10 empty] | 38.47% | 0.37756
[10 empty] | 38.47% | 0.37756
[10 empty] | 38.48% | 0.37756
[10 empty] | 38.48% | 0.37755
[10 empty] | 38.48% | 0.37753
[10 empty] | 38.49% | 0.37753
[10 empty] | 38.49% | 0.37752
[10 empty] | 38.49% | 0.37752
[10 empty] | 38.49% | 0.37751
[10 empty] | 38.5% | 0.37751
[10 empty] | 38.5% | 0.37749
[10 empty] | 38.5% | 0.37749
[10 empty] | 38.51% | 0.37749
[10 empty] | 38.51% | 0.37748
[10 empty] | 38.51% | 0.37748
[10 empty] | 38.51% | 0.37746
[10 empty] | 38.52% | 0.37743
[10 empty] | 38.52% | 0.3774
[10 empty] | 38.52% | 0.37739
[10 empty] | 38.53% | 0.37739
[10 empty] | 38.53% | 0.37739
[10 empty] | 38.53% | 0.37738
[10 empty] | 38.53% | 0.37736
[10 empty] | 38.54% | 0.37735
[10 empty] | 38.54% | 0.37734
[10 empty] | 38.54% | 0.37733
[10 empty] | 38.55% | 0.37733
[10 empty] | 38.55% | 0.37731
[10 empty] | 38.55% | 0.3773
[10 empty] | 38.55% | 0.3773
[10 empty] | 38.56% | 0.37729
[10 empty] | 38.56% | 0.37729
[10 empty] | 38.56% | 0.37729
[10 empty] | 38.57% | 0.37729
[10 empty] | 38.57% | 0.37729
[10 empty] | 38.57% | 0.37727
[10 empty] | 38.57% | 0.37727
[10 empty] | 38.58% | 0.37724
[10 empty] | 38.58% | 0.37722
[10 empty] | 38.58% | 0.37721
[10 empty] | 38.59% | 0.3772
[10 empty] | 38.59% | 0.37717
[10 empty] | 38.59% | 0.37717
[10 empty] | 38.59% | 0.37717
[10 empty] | 38.6% | 0.37713
[10 empty] | 38.6% | 0.37713
[10 empty] | 38.6% | 0.37712
[10 empty] | 38.61% | 0.37712
[10 empty] | 38.61% | 0.37711
[10 empty] | 38.61% | 0.3771
[10 empty] | 38.61% | 0.3771
[10 empty] | 38.62% | 0.37709
[10 empty] | 38.62% | 0.37708
[10 empty] | 38.62% | 0.37708
[10 empty] | 38.63% | 0.37708
[10 empty] | 38.63% | 0.37706
[10 empty] | 38.63% | 0.37705
[10 empty] | 38.63% | 0.37704
[10 empty] | 38.64% | 0.37703
[10 empty] | 38.64% | 0.37703
[10 empty] | 38.64% | 0.37703
[10 empty] | 38.65% | 0.37702
[10 empty] | 38.65% | 0.37702
[10 empty] | 38.65% | 0.37702
[10 empty] | 38.65% | 0.37701
[10 empty] | 38.66% | 0.377
[10 empty] | 38.66% | 0.377
[10 empty] | 38.66% | 0.37699
[10 empty] | 38.67% | 0.37698
[10 empty] | 38.67% | 0.37697
[10 empty] | 38.67% | 0.37697
[10 empty] | 38.67% | 0.37696
[10 empty] | 38.68% | 0.37696
[10 empty] | 38.68% | 0.37696
[10 empty] | 38.68% | 0.37695
[10 empty] | 38.69% | 0.37695
[10 empty] | 38.69% | 0.37694
[10 empty] | 38.69% | 0.37694
[10 empty] | 38.69% | 0.37693
[10 empty] | 38.7% | 0.37693
[10 empty] | 38.7% | 0.37693
[10 empty] | 38.7% | 0.37692
[10 empty] | 38.7% | 0.37691
[10 empty] | 38.71% | 0.3769
[10 empty] | 38.71% | 0.37688
[10 empty] | 38.71% | 0.37686
[10 empty] | 38.72% | 0.37683
[10 empty] | 38.72% | 0.37682
[10 empty] | 38.72% | 0.37681
[10 empty] | 38.72% | 0.37681
[10 empty] | 38.73% | 0.37681
[10 empty] | 38.73% | 0.37681
[10 empty] | 38.73% | 0.3768
[10 empty] | 38.74% | 0.3768
[10 empty] | 38.74% | 0.3768
[10 empty] | 38.74% | 0.37679
[10 empty] | 38.74% | 0.37679
[10 empty] | 38.75% | 0.37675
[10 empty] | 38.75% | 0.37672
[10 empty] | 38.75% | 0.37672
[10 empty] | 38.76% | 0.37671
[10 empty] | 38.76% | 0.3767
[10 empty] | 38.76% | 0.37669
[10 empty] | 38.76% | 0.37669
[10 empty] | 38.77% | 0.37669
[10 empty] | 38.77% | 0.37669
[10 empty] | 38.77% | 0.37668
[10 empty] | 38.78% | 0.37668
[10 empty] | 38.78% | 0.37667
[10 empty] | 38.78% | 0.37666
[10 empty] | 38.78% | 0.37665
[10 empty] | 38.79% | 0.37665
[10 empty] | 38.79% | 0.37665
[10 empty] | 38.79% | 0.37664
[10 empty] | 38.8% | 0.37664
[10 empty] | 38.8% | 0.37661
[10 empty] | 38.8% | 0.37661
[10 empty] | 38.8% | 0.37661
[10 empty] | 38.81% | 0.37661
[10 empty] | 38.81% | 0.37661
[10 empty] | 38.81% | 0.3766
[10 empty] | 38.82% | 0.37659
[10 empty] | 38.82% | 0.37659
[10 empty] | 38.82% | 0.37659
[10 empty] | 38.82% | 0.37658
[10 empty] | 38.83% | 0.37657
[10 empty] | 38.83% | 0.37656
[10 empty] | 38.83% | 0.37656
[10 empty] | 38.84% | 0.37654
[10 empty] | 38.84% | 0.37654
[10 empty] | 38.84% | 0.37654
[10 empty] | 38.84% | 0.37654
[10 empty] | 38.85% | 0.37653
[10 empty] | 38.85% | 0.37651
[10 empty] | 38.85% | 0.37649
[10 empty] | 38.86% | 0.37649
[10 empty] | 38.86% | 0.37647
[10 empty] | 38.86% | 0.37645
[10 empty] | 38.86% | 0.37644
[10 empty] | 38.87% | 0.37644
[10 empty] | 38.87% | 0.37643
[10 empty] | 38.87% | 0.37643
[10 empty] | 38.88% | 0.37643
[10 empty] | 38.88% | 0.37643
[10 empty] | 38.88% | 0.37642
[10 empty] | 38.88% | 0.37642
[10 empty] | 38.89% | 0.37641
[10 empty] | 38.89% | 0.37641
[10 empty] | 38.89% | 0.3764
[10 empty] | 38.9% | 0.37639
[10 empty] | 38.9% | 0.37639
[10 empty] | 38.9% | 0.37637
[10 empty] | 38.9% | 0.37637
[10 empty] | 38.91% | 0.37637
[10 empty] | 38.91% | 0.37637
[10 empty] | 38.91% | 0.37637
[10 empty] | 38.92% | 0.37636
[10 empty] | 38.92% | 0.37636
[10 empty] | 38.92% | 0.37633
[10 empty] | 38.92% | 0.37632
[10 empty] | 38.93% | 0.3763
[10 empty] | 38.93% | 0.3763
[10 empty] | 38.93% | 0.3763
[10 empty] | 38.94% | 0.3763
[10 empty] | 38.94% | 0.37629
[10 empty] | 38.94% | 0.37628
[10 empty] | 38.94% | 0.37627
[10 empty] | 38.95% | 0.37627
[10 empty] | 38.95% | 0.37627
[10 empty] | 38.95% | 0.37627
[10 empty] | 38.96% | 0.37626
[10 empty] | 38.96% | 0.37624
[10 empty] | 38.96% | 0.37624
[10 empty] | 38.96% | 0.37623
[10 empty] | 38.97% | 0.37622
[10 empty] | 38.97% | 0.37619
[10 empty] | 38.97% | 0.37618
[10 empty] | 38.98% | 0.37617
[10 empty] | 38.98% | 0.37617
[10 empty] | 38.98% | 0.37616
[10 empty] | 38.98% | 0.37616
[10 empty] | 38.99% | 0.37615
[10 empty] | 38.99% | 0.37615
[10 empty] | 38.99% | 0.37614
[10 empty] | 39% | 0.37614
[10 empty] | 39% | 0.37613
[10 empty] | 39% | 0.37613
[10 empty] | 39% | 0.3761
[10 empty] | 39.01% | 0.3761
[10 empty] | 39.01% | 0.3761
[10 empty] | 39.01% | 0.3761
[10 empty] | 39.02% | 0.37609
[10 empty] | 39.02% | 0.37608
[10 empty] | 39.02% | 0.37607
[10 empty] | 39.02% | 0.37607
[10 empty] | 39.03% | 0.37607
[10 empty] | 39.03% | 0.37606
[10 empty] | 39.03% | 0.37605
[10 empty] | 39.04% | 0.37605
[10 empty] | 39.04% | 0.37604
[10 empty] | 39.04% | 0.37604
[10 empty] | 39.04% | 0.37603
[10 empty] | 39.05% | 0.37602
[10 empty] | 39.05% | 0.37601
[10 empty] | 39.05% | 0.376
[10 empty] | 39.06% | 0.376
[10 empty] | 39.06% | 0.37599
[10 empty] | 39.06% | 0.37599
[10 empty] | 39.06% | 0.37599
[10 empty] | 39.07% | 0.37598
[10 empty] | 39.07% | 0.37598
[10 empty] | 39.07% | 0.37595
[10 empty] | 39.08% | 0.37594
[10 empty] | 39.08% | 0.37592
[10 empty] | 39.08% | 0.37592
[10 empty] | 39.08% | 0.37591
[10 empty] | 39.09% | 0.3759
[10 empty] | 39.09% | 0.37589
[10 empty] | 39.09% | 0.37589
[10 empty] | 39.1% | 0.37586
[10 empty] | 39.1% | 0.37586
[10 empty] | 39.1% | 0.37586
[10 empty] | 39.1% | 0.37585
[10 empty] | 39.11% | 0.37584
[10 empty] | 39.11% | 0.37583
[10 empty] | 39.11% | 0.37582
[10 empty] | 39.12% | 0.37581
[10 empty] | 39.12% | 0.37581
[10 empty] | 39.12% | 0.3758
[10 empty] | 39.12% | 0.37579
[10 empty] | 39.13% | 0.37578
[10 empty] | 39.13% | 0.37578
[10 empty] | 39.13% | 0.37577
[10 empty] | 39.14% | 0.37576
[10 empty] | 39.14% | 0.37575
[10 empty] | 39.14% | 0.37574
[10 empty] | 39.14% | 0.37574
[10 empty] | 39.15% | 0.37574
[10 empty] | 39.15% | 0.37573
[10 empty] | 39.15% | 0.37571
[10 empty] | 39.16% | 0.37569
[10 empty] | 39.16% | 0.37569
[10 empty] | 39.16% | 0.37569
[10 empty] | 39.16% | 0.37565
[10 empty] | 39.17% | 0.37565
[10 empty] | 39.17% | 0.37565
[10 empty] | 39.17% | 0.37565
[10 empty] | 39.18% | 0.37563
[10 empty] | 39.18% | 0.37563
[10 empty] | 39.18% | 0.37562
[10 empty] | 39.18% | 0.37562
[10 empty] | 39.19% | 0.37562
[10 empty] | 39.19% | 0.3756
[10 empty] | 39.19% | 0.37559
[10 empty] | 39.2% | 0.37558
[10 empty] | 39.2% | 0.37557
[10 empty] | 39.2% | 0.37557
[10 empty] | 39.2% | 0.37556
[10 empty] | 39.21% | 0.37556
[10 empty] | 39.21% | 0.37556
[10 empty] | 39.21% | 0.37555
[10 empty] | 39.22% | 0.37551
[10 empty] | 39.22% | 0.37551
[10 empty] | 39.22% | 0.37551
[10 empty] | 39.22% | 0.3755
[10 empty] | 39.23% | 0.37549
[10 empty] | 39.23% | 0.37549
[10 empty] | 39.23% | 0.37549
[10 empty] | 39.24% | 0.37547
[10 empty] | 39.24% | 0.37545
[10 empty] | 39.24% | 0.37544
[10 empty] | 39.24% | 0.37543
[10 empty] | 39.25% | 0.37543
[10 empty] | 39.25% | 0.37542
[10 empty] | 39.25% | 0.3754
[10 empty] | 39.26% | 0.37539
[10 empty] | 39.26% | 0.37539
[10 empty] | 39.26% | 0.37537
[10 empty] | 39.26% | 0.37537
[10 empty] | 39.27% | 0.37535
[10 empty] | 39.27% | 0.37535
[10 empty] | 39.27% | 0.37535
[10 empty] | 39.28% | 0.37534
[10 empty] | 39.28% | 0.37534
[10 empty] | 39.28% | 0.37534
[10 empty] | 39.28% | 0.37533
[10 empty] | 39.29% | 0.37533
[10 empty] | 39.29% | 0.37533
[10 empty] | 39.29% | 0.37532
[10 empty] | 39.3% | 0.37532
[10 empty] | 39.3% | 0.37532
[10 empty] | 39.3% | 0.37532
[10 empty] | 39.3% | 0.37531
[10 empty] | 39.31% | 0.3753
[10 empty] | 39.31% | 0.3753
[10 empty] | 39.31% | 0.37527
[10 empty] | 39.32% | 0.37527
[10 empty] | 39.32% | 0.37527
[10 empty] | 39.32% | 0.37526
[10 empty] | 39.32% | 0.37525
[10 empty] | 39.33% | 0.37525
[10 empty] | 39.33% | 0.37525
[10 empty] | 39.33% | 0.37522
[10 empty] | 39.34% | 0.37522
[10 empty] | 39.34% | 0.37522
[10 empty] | 39.34% | 0.37521
[10 empty] | 39.34% | 0.37521
[10 empty] | 39.35% | 0.3752
[10 empty] | 39.35% | 0.37519
[10 empty] | 39.35% | 0.37519
[10 empty] | 39.36% | 0.37518
[10 empty] | 39.36% | 0.37518
[10 empty] | 39.36% | 0.37517
[10 empty] | 39.36% | 0.37515
[10 empty] | 39.37% | 0.37514
[10 empty] | 39.37% | 0.37513
[10 empty] | 39.37% | 0.37512
[10 empty] | 39.38% | 0.37509
[10 empty] | 39.38% | 0.37505
[10 empty] | 39.38% | 0.37505
[10 empty] | 39.38% | 0.37505
[10 empty] | 39.39% | 0.37503
[10 empty] | 39.39% | 0.37503
[10 empty] | 39.39% | 0.37502
[10 empty] | 39.4% | 0.37501
[10 empty] | 39.4% | 0.375
[10 empty] | 39.4% | 0.375
[10 empty] | 39.4% | 0.37499
[10 empty] | 39.41% | 0.37499
[10 empty] | 39.41% | 0.37499
[10 empty] | 39.41% | 0.37496
[10 empty] | 39.42% | 0.37496
[10 empty] | 39.42% | 0.37496
[10 empty] | 39.42% | 0.37495
[10 empty] | 39.42% | 0.37494
[10 empty] | 39.43% | 0.37492
[10 empty] | 39.43% | 0.37491
[10 empty] | 39.43% | 0.37491
[10 empty] | 39.44% | 0.3749
[10 empty] | 39.44% | 0.3749
[10 empty] | 39.44% | 0.37489
[10 empty] | 39.44% | 0.37489
[10 empty] | 39.45% | 0.37489
[10 empty] | 39.45% | 0.37487
[10 empty] | 39.45% | 0.37486
[10 empty] | 39.46% | 0.37484
[10 empty] | 39.46% | 0.37484
[10 empty] | 39.46% | 0.37484
[10 empty] | 39.46% | 0.37483
[10 empty] | 39.47% | 0.37483
[10 empty] | 39.47% | 0.37482
[10 empty] | 39.47% | 0.37482
[10 empty] | 39.48% | 0.37482
[10 empty] | 39.48% | 0.37482
[10 empty] | 39.48% | 0.37482
[10 empty] | 39.48% | 0.37481
[10 empty] | 39.49% | 0.3748
[10 empty] | 39.49% | 0.37477
[10 empty] | 39.49% | 0.37476
[10 empty] | 39.5% | 0.37474
[10 empty] | 39.5% | 0.37473
[10 empty] | 39.5% | 0.37473
[10 empty] | 39.5% | 0.37471
[10 empty] | 39.51% | 0.37471
[10 empty] | 39.51% | 0.3747
[10 empty] | 39.51% | 0.3747
[10 empty] | 39.52% | 0.3747
[10 empty] | 39.52% | 0.37469
[10 empty] | 39.52% | 0.37468
[10 empty] | 39.52% | 0.37467
[10 empty] | 39.53% | 0.37466
[10 empty] | 39.53% | 0.37466
[10 empty] | 39.53% | 0.37465
[10 empty] | 39.54% | 0.37465
[10 empty] | 39.54% | 0.37463
[10 empty] | 39.54% | 0.37463
[10 empty] | 39.54% | 0.37462
[10 empty] | 39.55% | 0.37461
[10 empty] | 39.55% | 0.3746
[10 empty] | 39.55% | 0.3746
[10 empty] | 39.56% | 0.37458
[10 empty] | 39.56% | 0.37458
[10 empty] | 39.56% | 0.37457
[10 empty] | 39.56% | 0.37457
[10 empty] | 39.57% | 0.37454
[10 empty] | 39.57% | 0.37454
[10 empty] | 39.57% | 0.37454
[10 empty] | 39.58% | 0.37454
[10 empty] | 39.58% | 0.37454
[10 empty] | 39.58% | 0.37453
[10 empty] | 39.58% | 0.37453
[10 empty] | 39.59% | 0.37452
[10 empty] | 39.59% | 0.37451
[10 empty] | 39.59% | 0.37451
[10 empty] | 39.6% | 0.3745
[10 empty] | 39.6% | 0.37449
[10 empty] | 39.6% | 0.37448
[10 empty] | 39.6% | 0.37447
[10 empty] | 39.61% | 0.37447
[10 empty] | 39.61% | 0.37446
[10 empty] | 39.61% | 0.37446
[10 empty] | 39.62% | 0.37445
[10 empty] | 39.62% | 0.37445
[10 empty] | 39.62% | 0.37445
[10 empty] | 39.62% | 0.37445
[10 empty] | 39.63% | 0.37443
[10 empty] | 39.63% | 0.37441
[10 empty] | 39.63% | 0.37441
[10 empty] | 39.64% | 0.3744
[10 empty] | 39.64% | 0.3744
[10 empty] | 39.64% | 0.37436
[10 empty] | 39.64% | 0.37436
[10 empty] | 39.65% | 0.37434
[10 empty] | 39.65% | 0.37432
[10 empty] | 39.65% | 0.37432
[10 empty] | 39.66% | 0.37432
[10 empty] | 39.66% | 0.37431
[10 empty] | 39.66% | 0.37431
[10 empty] | 39.66% | 0.3743
[10 empty] | 39.67% | 0.3743
[10 empty] | 39.67% | 0.3743
[10 empty] | 39.67% | 0.3743
[10 empty] | 39.68% | 0.37429
[10 empty] | 39.68% | 0.37429
[10 empty] | 39.68% | 0.37428
[10 empty] | 39.68% | 0.37428
[10 empty] | 39.69% | 0.37427
[10 empty] | 39.69% | 0.37426
[10 empty] | 39.69% | 0.37425
[10 empty] | 39.7% | 0.37425
[10 empty] | 39.7% | 0.37424
[10 empty] | 39.7% | 0.37423
[10 empty] | 39.7% | 0.37422
[10 empty] | 39.71% | 0.37422
[10 empty] | 39.71% | 0.37421
[10 empty] | 39.71% | 0.37421
[10 empty] | 39.72% | 0.3742
[10 empty] | 39.72% | 0.3742
[10 empty] | 39.72% | 0.37418
[10 empty] | 39.72% | 0.37417
[10 empty] | 39.73% | 0.37417
[10 empty] | 39.73% | 0.37417
[10 empty] | 39.73% | 0.37416
[10 empty] | 39.74% | 0.37416
[10 empty] | 39.74% | 0.37415
[10 empty] | 39.74% | 0.37413
[10 empty] | 39.74% | 0.37413
[10 empty] | 39.75% | 0.37411
[10 empty] | 39.75% | 0.37409
[10 empty] | 39.75% | 0.37407
[10 empty] | 39.76% | 0.37406
[10 empty] | 39.76% | 0.37405
[10 empty] | 39.76% | 0.37404
[10 empty] | 39.76% | 0.37403
[10 empty] | 39.77% | 0.37403
[10 empty] | 39.77% | 0.374
[10 empty] | 39.77% | 0.37399
[10 empty] | 39.78% | 0.37399
[10 empty] | 39.78% | 0.37398
[10 empty] | 39.78% | 0.37397
[10 empty] | 39.78% | 0.37396
[10 empty] | 39.79% | 0.37396
[10 empty] | 39.79% | 0.37395
[10 empty] | 39.79% | 0.37395
[10 empty] | 39.8% | 0.37394
[10 empty] | 39.8% | 0.37394
[10 empty] | 39.8% | 0.37393
[10 empty] | 39.8% | 0.37392
[10 empty] | 39.81% | 0.37392
[10 empty] | 39.81% | 0.37392
[10 empty] | 39.81% | 0.3739
[10 empty] | 39.82% | 0.3739
[10 empty] | 39.82% | 0.3739
[10 empty] | 39.82% | 0.37388
[10 empty] | 39.82% | 0.37388
[10 empty] | 39.83% | 0.37387
[10 empty] | 39.83% | 0.37387
[10 empty] | 39.83% | 0.37386
[10 empty] | 39.84% | 0.37386
[10 empty] | 39.84% | 0.37384
[10 empty] | 39.84% | 0.37384
[10 empty] | 39.84% | 0.37383
[10 empty] | 39.85% | 0.37382
[10 empty] | 39.85% | 0.37382
[10 empty] | 39.85% | 0.37382
[10 empty] | 39.86% | 0.37381
[10 empty] | 39.86% | 0.3738
[10 empty] | 39.86% | 0.3738
[10 empty] | 39.86% | 0.37378
[10 empty] | 39.87% | 0.37377
[10 empty] | 39.87% | 0.37376
[10 empty] | 39.87% | 0.37374
[10 empty] | 39.88% | 0.37374
[10 empty] | 39.88% | 0.37373
[10 empty] | 39.88% | 0.37372
[10 empty] | 39.88% | 0.3737
[10 empty] | 39.89% | 0.3737
[10 empty] | 39.89% | 0.3737
[10 empty] | 39.89% | 0.3737
[10 empty] | 39.89% | 0.37369
[10 empty] | 39.9% | 0.37368
[10 empty] | 39.9% | 0.37365
[10 empty] | 39.9% | 0.37365
[10 empty] | 39.91% | 0.37364
[10 empty] | 39.91% | 0.37362
[10 empty] | 39.91% | 0.3736
[10 empty] | 39.91% | 0.37357
[10 empty] | 39.92% | 0.37355
[10 empty] | 39.92% | 0.37354
[10 empty] | 39.92% | 0.37353
[10 empty] | 39.93% | 0.37353
[10 empty] | 39.93% | 0.37353
[10 empty] | 39.93% | 0.37351
[10 empty] | 39.93% | 0.37351
[10 empty] | 39.94% | 0.37351
[10 empty] | 39.94% | 0.3735
[10 empty] | 39.94% | 0.37349
[10 empty] | 39.95% | 0.37349
[10 empty] | 39.95% | 0.37347
[10 empty] | 39.95% | 0.37346
[10 empty] | 39.95% | 0.37345
[10 empty] | 39.96% | 0.37343
[10 empty] | 39.96% | 0.37341
[10 empty] | 39.96% | 0.37341
[10 empty] | 39.97% | 0.37341
[10 empty] | 39.97% | 0.37339
[10 empty] | 39.97% | 0.37339
[10 empty] | 39.97% | 0.37338
[10 empty] | 39.98% | 0.37336
[10 empty] | 39.98% | 0.37335
[10 empty] | 39.98% | 0.37335
[10 empty] | 39.99% | 0.37334
[10 empty] | 39.99% | 0.37334
[10 empty] | 39.99% | 0.37333
[10 empty] | 39.99% | 0.37332
[10 empty] | 40% | 0.37332
[10 empty] | 40% | 0.37332
[10 empty] | 40% | 0.37331
[10 empty] | 40.01% | 0.3733
[10 empty] | 40.01% | 0.3733
[10 empty] | 40.01% | 0.37329
[10 empty] | 40.01% | 0.37327
[10 empty] | 40.02% | 0.37327
[10 empty] | 40.02% | 0.37326
[10 empty] | 40.02% | 0.37324
[10 empty] | 40.03% | 0.37323
[10 empty] | 40.03% | 0.37322
[10 empty] | 40.03% | 0.37322
[10 empty] | 40.03% | 0.37322
[10 empty] | 40.04% | 0.37321
[10 empty] | 40.04% | 0.37321
[10 empty] | 40.04% | 0.37321
[10 empty] | 40.05% | 0.37319
[10 empty] | 40.05% | 0.37319
[10 empty] | 40.05% | 0.37317
[10 empty] | 40.05% | 0.37316
[10 empty] | 40.06% | 0.37314
[10 empty] | 40.06% | 0.37312
[10 empty] | 40.06% | 0.37312
[10 empty] | 40.07% | 0.3731
[10 empty] | 40.07% | 0.3731
[10 empty] | 40.07% | 0.37306
[10 empty] | 40.07% | 0.37305
[10 empty] | 40.08% | 0.37303
[10 empty] | 40.08% | 0.37301
[10 empty] | 40.08% | 0.37301
[10 empty] | 40.09% | 0.37301
[10 empty] | 40.09% | 0.37301
[10 empty] | 40.09% | 0.373
[10 empty] | 40.09% | 0.37298
[10 empty] | 40.1% | 0.37298
[10 empty] | 40.1% | 0.37296
[10 empty] | 40.1% | 0.37295
[10 empty] | 40.11% | 0.37295
[10 empty] | 40.11% | 0.37295
[10 empty] | 40.11% | 0.37294
[10 empty] | 40.11% | 0.37293
[10 empty] | 40.12% | 0.37293
[10 empty] | 40.12% | 0.37293
[10 empty] | 40.12% | 0.37292
[10 empty] | 40.13% | 0.37292
[10 empty] | 40.13% | 0.3729
[10 empty] | 40.13% | 0.3729
[10 empty] | 40.13% | 0.37288
[10 empty] | 40.14% | 0.37286
[10 empty] | 40.14% | 0.37286
[10 empty] | 40.14% | 0.37284
[10 empty] | 40.15% | 0.37284
[10 empty] | 40.15% | 0.37283
[10 empty] | 40.15% | 0.37283
[10 empty] | 40.15% | 0.37282
[10 empty] | 40.16% | 0.37279
[10 empty] | 40.16% | 0.37275
[10 empty] | 40.16% | 0.37273
[10 empty] | 40.17% | 0.37273
[10 empty] | 40.17% | 0.37271
[10 empty] | 40.17% | 0.3727
[10 empty] | 40.17% | 0.3727
[10 empty] | 40.18% | 0.3727
[10 empty] | 40.18% | 0.3727
[10 empty] | 40.18% | 0.37269
[10 empty] | 40.19% | 0.37269
[10 empty] | 40.19% | 0.37268
[10 empty] | 40.19% | 0.37267
[10 empty] | 40.19% | 0.37267
[10 empty] | 40.2% | 0.37264
[10 empty] | 40.2% | 0.37263
[10 empty] | 40.2% | 0.37263
[10 empty] | 40.21% | 0.37263
[10 empty] | 40.21% | 0.37261
[10 empty] | 40.21% | 0.37261
[10 empty] | 40.21% | 0.37261
[10 empty] | 40.22% | 0.37261
[10 empty] | 40.22% | 0.37261
[10 empty] | 40.22% | 0.37261
[10 empty] | 40.23% | 0.3726
[10 empty] | 40.23% | 0.37259
[10 empty] | 40.23% | 0.37259
[10 empty] | 40.23% | 0.37259
[10 empty] | 40.24% | 0.37258
[10 empty] | 40.24% | 0.37258
[10 empty] | 40.24% | 0.37257
[10 empty] | 40.25% | 0.37257
[10 empty] | 40.25% | 0.37256
[10 empty] | 40.25% | 0.37256
[10 empty] | 40.25% | 0.37255
[10 empty] | 40.26% | 0.37255
[10 empty] | 40.26% | 0.37255
[10 empty] | 40.26% | 0.37255
[10 empty] | 40.27% | 0.37254
[10 empty] | 40.27% | 0.37254
[10 empty] | 40.27% | 0.37253
[10 empty] | 40.27% | 0.37252
[10 empty] | 40.28% | 0.37252
[10 empty] | 40.28% | 0.3725
[10 empty] | 40.28% | 0.3725
[10 empty] | 40.29% | 0.37249
[10 empty] | 40.29% | 0.37248
[10 empty] | 40.29% | 0.37248
[10 empty] | 40.29% | 0.37247
[10 empty] | 40.3% | 0.37247
[10 empty] | 40.3% | 0.37245
[10 empty] | 40.3% | 0.37245
[10 empty] | 40.31% | 0.37244
[10 empty] | 40.31% | 0.37243
[10 empty] | 40.31% | 0.37243
[10 empty] | 40.31% | 0.37242
[10 empty] | 40.32% | 0.37241
[10 empty] | 40.32% | 0.37239
[10 empty] | 40.32% | 0.37238
[10 empty] | 40.33% | 0.37237
[10 empty] | 40.33% | 0.37235
[10 empty] | 40.33% | 0.37234
[10 empty] | 40.33% | 0.37233
[10 empty] | 40.34% | 0.37233
[10 empty] | 40.34% | 0.3723
[10 empty] | 40.34% | 0.3723
[10 empty] | 40.35% | 0.37229
[10 empty] | 40.35% | 0.37229
[10 empty] | 40.35% | 0.37227
[10 empty] | 40.35% | 0.37226
[10 empty] | 40.36% | 0.37226
[10 empty] | 40.36% | 0.37226
[10 empty] | 40.36% | 0.37226
[10 empty] | 40.37% | 0.37225
[10 empty] | 40.37% | 0.37225
[10 empty] | 40.37% | 0.37224
[10 empty] | 40.37% | 0.37223
[10 empty] | 40.38% | 0.37222
[10 empty] | 40.38% | 0.3722
[10 empty] | 40.38% | 0.3722
[10 empty] | 40.39% | 0.3722
[10 empty] | 40.39% | 0.37218
[10 empty] | 40.39% | 0.37217
[10 empty] | 40.39% | 0.37215
[10 empty] | 40.4% | 0.37215
[10 empty] | 40.4% | 0.37215
[10 empty] | 40.4% | 0.37214
[10 empty] | 40.41% | 0.37214
[10 empty] | 40.41% | 0.37212
[10 empty] | 40.41% | 0.37211
[10 empty] | 40.41% | 0.37207
[10 empty] | 40.42% | 0.37206
[10 empty] | 40.42% | 0.37205
[10 empty] | 40.42% | 0.37205
[10 empty] | 40.43% | 0.37205
[10 empty] | 40.43% | 0.37205
[10 empty] | 40.43% | 0.37202
[10 empty] | 40.43% | 0.37201
[10 empty] | 40.44% | 0.37197
[10 empty] | 40.44% | 0.37196
[10 empty] | 40.44% | 0.37196
[10 empty] | 40.45% | 0.37196
[10 empty] | 40.45% | 0.37196
[10 empty] | 40.45% | 0.37196
[10 empty] | 40.45% | 0.37194
[10 empty] | 40.46% | 0.37194
[10 empty] | 40.46% | 0.37194
[10 empty] | 40.46% | 0.37194
[10 empty] | 40.47% | 0.37193
[10 empty] | 40.47% | 0.37191
[10 empty] | 40.47% | 0.37191
[10 empty] | 40.47% | 0.37189
[10 empty] | 40.48% | 0.37188
[10 empty] | 40.48% | 0.37185
[10 empty] | 40.48% | 0.37185
[10 empty] | 40.49% | 0.37184
[10 empty] | 40.49% | 0.37183
[10 empty] | 40.49% | 0.37183
[10 empty] | 40.49% | 0.37181
[10 empty] | 40.5% | 0.37179
[10 empty] | 40.5% | 0.37179
[10 empty] | 40.5% | 0.37178
[10 empty] | 40.51% | 0.37177
[10 empty] | 40.51% | 0.37175
[10 empty] | 40.51% | 0.37175
[10 empty] | 40.51% | 0.37175
[10 empty] | 40.52% | 0.37174
[10 empty] | 40.52% | 0.37173
[10 empty] | 40.52% | 0.37172
[10 empty] | 40.53% | 0.37171
[10 empty] | 40.53% | 0.37171
[10 empty] | 40.53% | 0.3717
[10 empty] | 40.53% | 0.37167
[10 empty] | 40.54% | 0.37166
[10 empty] | 40.54% | 0.37166
[10 empty] | 40.54% | 0.37166
[10 empty] | 40.55% | 0.37166
[10 empty] | 40.55% | 0.37166
[10 empty] | 40.55% | 0.37164
[10 empty] | 40.55% | 0.37163
[10 empty] | 40.56% | 0.37163
[10 empty] | 40.56% | 0.37163
[10 empty] | 40.56% | 0.37162
[10 empty] | 40.57% | 0.37162
[10 empty] | 40.57% | 0.37162
[10 empty] | 40.57% | 0.3716
[10 empty] | 40.57% | 0.37159
[10 empty] | 40.58% | 0.37157
[10 empty] | 40.58% | 0.37154
[10 empty] | 40.58% | 0.37153
[10 empty] | 40.59% | 0.37152
[10 empty] | 40.59% | 0.3715
[10 empty] | 40.59% | 0.37148
[10 empty] | 40.59% | 0.37147
[10 empty] | 40.6% | 0.37146
[10 empty] | 40.6% | 0.37145
[10 empty] | 40.6% | 0.37144
[10 empty] | 40.61% | 0.37142
[10 empty] | 40.61% | 0.37139
[10 empty] | 40.61% | 0.37139
[10 empty] | 40.61% | 0.37138
[10 empty] | 40.62% | 0.37138
[10 empty] | 40.62% | 0.37138
[10 empty] | 40.62% | 0.37138
[10 empty] | 40.63% | 0.37138
[10 empty] | 40.63% | 0.37137
[10 empty] | 40.63% | 0.37137
[10 empty] | 40.63% | 0.37136
[10 empty] | 40.64% | 0.37135
[10 empty] | 40.64% | 0.37133
[10 empty] | 40.64% | 0.37133
[10 empty] | 40.65% | 0.37132
[10 empty] | 40.65% | 0.37132
[10 empty] | 40.65% | 0.37132
[10 empty] | 40.65% | 0.3713
[10 empty] | 40.66% | 0.3713
[10 empty] | 40.66% | 0.37129
[10 empty] | 40.66% | 0.37129
[10 empty] | 40.67% | 0.37128
[10 empty] | 40.67% | 0.37127
[10 empty] | 40.67% | 0.37127
[10 empty] | 40.67% | 0.37126
[10 empty] | 40.68% | 0.37125
[10 empty] | 40.68% | 0.37125
[10 empty] | 40.68% | 0.37124
[10 empty] | 40.69% | 0.37121
[10 empty] | 40.69% | 0.37121
[10 empty] | 40.69% | 0.37121
[10 empty] | 40.69% | 0.37119
[10 empty] | 40.7% | 0.37118
[10 empty] | 40.7% | 0.37116
[10 empty] | 40.7% | 0.37115
[10 empty] | 40.71% | 0.37115
[10 empty] | 40.71% | 0.37113
[10 empty] | 40.71% | 0.37113
[10 empty] | 40.71% | 0.37112
[10 empty] | 40.72% | 0.37112
[10 empty] | 40.72% | 0.37111
[10 empty] | 40.72% | 0.37109
[10 empty] | 40.73% | 0.37109
[10 empty] | 40.73% | 0.37107
[10 empty] | 40.73% | 0.37106
[10 empty] | 40.73% | 0.37106
[10 empty] | 40.74% | 0.37106
[10 empty] | 40.74% | 0.37106
[10 empty] | 40.74% | 0.37106
[10 empty] | 40.75% | 0.37105
[10 empty] | 40.75% | 0.37104
[10 empty] | 40.75% | 0.37104
[10 empty] | 40.75% | 0.37103
[10 empty] | 40.76% | 0.37103
[10 empty] | 40.76% | 0.37102
[10 empty] | 40.76% | 0.37102
[10 empty] | 40.77% | 0.37101
[10 empty] | 40.77% | 0.371
[10 empty] | 40.77% | 0.37099
[10 empty] | 40.77% | 0.37098
[10 empty] | 40.78% | 0.37098
[10 empty] | 40.78% | 0.37096
[10 empty] | 40.78% | 0.37096
[10 empty] | 40.79% | 0.37096
[10 empty] | 40.79% | 0.37095
[10 empty] | 40.79% | 0.37095
[10 empty] | 40.79% | 0.37094
[10 empty] | 40.8% | 0.37093
[10 empty] | 40.8% | 0.37093
[10 empty] | 40.8% | 0.37093
[10 empty] | 40.81% | 0.37092
[10 empty] | 40.81% | 0.37089
[10 empty] | 40.81% | 0.37088
[10 empty] | 40.81% | 0.37088
[10 empty] | 40.82% | 0.37086
[10 empty] | 40.82% | 0.37085
[10 empty] | 40.82% | 0.37085
[10 empty] | 40.83% | 0.37085
[10 empty] | 40.83% | 0.37084
[10 empty] | 40.83% | 0.37084
[10 empty] | 40.83% | 0.37084
[10 empty] | 40.84% | 0.37084
[10 empty] | 40.84% | 0.37083
[10 empty] | 40.84% | 0.37083
[10 empty] | 40.85% | 0.37082
[10 empty] | 40.85% | 0.37081
[10 empty] | 40.85% | 0.3708
[10 empty] | 40.85% | 0.37079
[10 empty] | 40.86% | 0.37078
[10 empty] | 40.86% | 0.37078
[10 empty] | 40.86% | 0.37078
[10 empty] | 40.87% | 0.37078
[10 empty] | 40.87% | 0.37077
[10 empty] | 40.87% | 0.37075
[10 empty] | 40.87% | 0.37074
[10 empty] | 40.88% | 0.37074
[10 empty] | 40.88% | 0.37073
[10 empty] | 40.88% | 0.37071
[10 empty] | 40.89% | 0.37071
[10 empty] | 40.89% | 0.37069
[10 empty] | 40.89% | 0.37068
[10 empty] | 40.89% | 0.37067
[10 empty] | 40.9% | 0.37066
[10 empty] | 40.9% | 0.37065
[10 empty] | 40.9% | 0.37065
[10 empty] | 40.91% | 0.37063
[10 empty] | 40.91% | 0.37063
[10 empty] | 40.91% | 0.37063
[10 empty] | 40.91% | 0.37063
[10 empty] | 40.92% | 0.37063
[10 empty] | 40.92% | 0.37062
[10 empty] | 40.92% | 0.37061
[10 empty] | 40.93% | 0.3706
[10 empty] | 40.93% | 0.3706
[10 empty] | 40.93% | 0.37059
[10 empty] | 40.93% | 0.37058
[10 empty] | 40.94% | 0.37057
[10 empty] | 40.94% | 0.37057
[10 empty] | 40.94% | 0.37057
[10 empty] | 40.95% | 0.37056
[10 empty] | 40.95% | 0.37056
[10 empty] | 40.95% | 0.37052
[10 empty] | 40.95% | 0.37051
[10 empty] | 40.96% | 0.3705
[10 empty] | 40.96% | 0.37049
[10 empty] | 40.96% | 0.37049
[10 empty] | 40.97% | 0.37048
[10 empty] | 40.97% | 0.37047
[10 empty] | 40.97% | 0.37047
[10 empty] | 40.97% | 0.37047
[10 empty] | 40.98% | 0.37046
[10 empty] | 40.98% | 0.37045
[10 empty] | 40.98% | 0.37045
[10 empty] | 40.99% | 0.37043
[10 empty] | 40.99% | 0.37043
[10 empty] | 40.99% | 0.37042
[10 empty] | 40.99% | 0.37042
[10 empty] | 41% | 0.3704
[10 empty] | 41% | 0.3704
[10 empty] | 41% | 0.37038
[10 empty] | 41.01% | 0.37038
[10 empty] | 41.01% | 0.37037
[10 empty] | 41.01% | 0.37036
[10 empty] | 41.01% | 0.37036
[10 empty] | 41.02% | 0.37036
[10 empty] | 41.02% | 0.37036
[10 empty] | 41.02% | 0.37035
[10 empty] | 41.03% | 0.37033
[10 empty] | 41.03% | 0.37033
[10 empty] | 41.03% | 0.37031
[10 empty] | 41.03% | 0.3703
[10 empty] | 41.04% | 0.37029
[10 empty] | 41.04% | 0.37028
[10 empty] | 41.04% | 0.37028
[10 empty] | 41.05% | 0.37027
[10 empty] | 41.05% | 0.37025
[10 empty] | 41.05% | 0.37025
[10 empty] | 41.05% | 0.37025
[10 empty] | 41.06% | 0.37023
[10 empty] | 41.06% | 0.37023
[10 empty] | 41.06% | 0.37022
[10 empty] | 41.07% | 0.37022
[10 empty] | 41.07% | 0.37021
[10 empty] | 41.07% | 0.3702
[10 empty] | 41.07% | 0.37018
[10 empty] | 41.08% | 0.37018
[10 empty] | 41.08% | 0.37018
[10 empty] | 41.08% | 0.37018
[10 empty] | 41.08% | 0.37018
[10 empty] | 41.09% | 0.37017
[10 empty] | 41.09% | 0.37017
[10 empty] | 41.09% | 0.37016
[10 empty] | 41.1% | 0.37015
[10 empty] | 41.1% | 0.37015
[10 empty] | 41.1% | 0.37012
[10 empty] | 41.1% | 0.37011
[10 empty] | 41.11% | 0.37008
[10 empty] | 41.11% | 0.37007
[10 empty] | 41.11% | 0.37007
[10 empty] | 41.12% | 0.37007
[10 empty] | 41.12% | 0.37006
[10 empty] | 41.12% | 0.37005
[10 empty] | 41.12% | 0.37005
[10 empty] | 41.13% | 0.37005
[10 empty] | 41.13% | 0.37004
[10 empty] | 41.13% | 0.37003
[10 empty] | 41.14% | 0.37002
[10 empty] | 41.14% | 0.37001
[10 empty] | 41.14% | 0.37001
[10 empty] | 41.14% | 0.37001
[10 empty] | 41.15% | 0.37001
[10 empty] | 41.15% | 0.37
[10 empty] | 41.15% | 0.37
[10 empty] | 41.16% | 0.36999
[10 empty] | 41.16% | 0.36999
[10 empty] | 41.16% | 0.36999
[10 empty] | 41.16% | 0.36999
[10 empty] | 41.17% | 0.36998
[10 empty] | 41.17% | 0.36998
[10 empty] | 41.17% | 0.36998
[10 empty] | 41.18% | 0.36996
[10 empty] | 41.18% | 0.36995
[10 empty] | 41.18% | 0.36994
[10 empty] | 41.18% | 0.36991
[10 empty] | 41.19% | 0.3699
[10 empty] | 41.19% | 0.36987
[10 empty] | 41.19% | 0.36987
[10 empty] | 41.2% | 0.36986
[10 empty] | 41.2% | 0.36985
[10 empty] | 41.2% | 0.36985
[10 empty] | 41.2% | 0.36984
[10 empty] | 41.21% | 0.36984
[10 empty] | 41.21% | 0.36981
[10 empty] | 41.21% | 0.36979
[10 empty] | 41.22% | 0.36978
[10 empty] | 41.22% | 0.36978
[10 empty] | 41.22% | 0.36978
[10 empty] | 41.22% | 0.36977
[10 empty] | 41.23% | 0.36977
[10 empty] | 41.23% | 0.36974
[10 empty] | 41.23% | 0.36974
[10 empty] | 41.24% | 0.36973
[10 empty] | 41.24% | 0.36972
[10 empty] | 41.24% | 0.36971
[10 empty] | 41.24% | 0.3697
[10 empty] | 41.25% | 0.3697
[10 empty] | 41.25% | 0.3697
[10 empty] | 41.25% | 0.36969
[10 empty] | 41.26% | 0.36969
[10 empty] | 41.26% | 0.36968
[10 empty] | 41.26% | 0.36968
[10 empty] | 41.26% | 0.36967
[10 empty] | 41.27% | 0.36966
[10 empty] | 41.27% | 0.36965
[10 empty] | 41.27% | 0.36963
[10 empty] | 41.28% | 0.36963
[10 empty] | 41.28% | 0.36961
[10 empty] | 41.28% | 0.36961
[10 empty] | 41.28% | 0.3696
[10 empty] | 41.29% | 0.36959
[10 empty] | 41.29% | 0.36958
[10 empty] | 41.29% | 0.36956
[10 empty] | 41.3% | 0.36956
[10 empty] | 41.3% | 0.36955
[10 empty] | 41.3% | 0.36954
[10 empty] | 41.3% | 0.36952
[10 empty] | 41.31% | 0.3695
[10 empty] | 41.31% | 0.3695
[10 empty] | 41.31% | 0.3695
[10 empty] | 41.32% | 0.36949
[10 empty] | 41.32% | 0.36949
[10 empty] | 41.32% | 0.36949
[10 empty] | 41.32% | 0.36948
[10 empty] | 41.33% | 0.36947
[10 empty] | 41.33% | 0.36946
[10 empty] | 41.33% | 0.36944
[10 empty] | 41.34% | 0.36942
[10 empty] | 41.34% | 0.3694
[10 empty] | 41.34% | 0.3694
[10 empty] | 41.34% | 0.36938
[10 empty] | 41.35% | 0.36938
[10 empty] | 41.35% | 0.36937
[10 empty] | 41.35% | 0.36937
[10 empty] | 41.36% | 0.36937
[10 empty] | 41.36% | 0.36936
[10 empty] | 41.36% | 0.36936
[10 empty] | 41.36% | 0.36936
[10 empty] | 41.37% | 0.36935
[10 empty] | 41.37% | 0.36934
[10 empty] | 41.37% | 0.36933
[10 empty] | 41.38% | 0.36933
[10 empty] | 41.38% | 0.36932
[10 empty] | 41.38% | 0.36931
[10 empty] | 41.38% | 0.3693
[10 empty] | 41.39% | 0.3693
[10 empty] | 41.39% | 0.36929
[10 empty] | 41.39% | 0.36929
[10 empty] | 41.4% | 0.36928
[10 empty] | 41.4% | 0.36927
[10 empty] | 41.4% | 0.36927
[10 empty] | 41.4% | 0.36927
[10 empty] | 41.41% | 0.36925
[10 empty] | 41.41% | 0.36924
[10 empty] | 41.41% | 0.36924
[10 empty] | 41.42% | 0.36924
[10 empty] | 41.42% | 0.36923
[10 empty] | 41.42% | 0.36923
[10 empty] | 41.42% | 0.36922
[10 empty] | 41.43% | 0.3692
[10 empty] | 41.43% | 0.3692
[10 empty] | 41.43% | 0.3692
[10 empty] | 41.44% | 0.36918
[10 empty] | 41.44% | 0.36918
[10 empty] | 41.44% | 0.36917
[10 empty] | 41.44% | 0.36916
[10 empty] | 41.45% | 0.36915
[10 empty] | 41.45% | 0.36915
[10 empty] | 41.45% | 0.36914
[10 empty] | 41.46% | 0.36914
[10 empty] | 41.46% | 0.36914
[10 empty] | 41.46% | 0.36914
[10 empty] | 41.46% | 0.36914
[10 empty] | 41.47% | 0.36914
[10 empty] | 41.47% | 0.36912
[10 empty] | 41.47% | 0.36911
[10 empty] | 41.48% | 0.36911
[10 empty] | 41.48% | 0.36911
[10 empty] | 41.48% | 0.3691
[10 empty] | 41.48% | 0.3691
[10 empty] | 41.49% | 0.3691
[10 empty] | 41.49% | 0.36908
[10 empty] | 41.49% | 0.36908
[10 empty] | 41.5% | 0.36907
[10 empty] | 41.5% | 0.36906
[10 empty] | 41.5% | 0.36905
[10 empty] | 41.5% | 0.36905
[10 empty] | 41.51% | 0.36904
[10 empty] | 41.51% | 0.36904
[10 empty] | 41.51% | 0.36904
[10 empty] | 41.52% | 0.36903
[10 empty] | 41.52% | 0.369
[10 empty] | 41.52% | 0.369
[10 empty] | 41.52% | 0.36899
[10 empty] | 41.53% | 0.36898
[10 empty] | 41.53% | 0.36897
[10 empty] | 41.53% | 0.36897
[10 empty] | 41.54% | 0.36896
[10 empty] | 41.54% | 0.36896
[10 empty] | 41.54% | 0.36894
[10 empty] | 41.54% | 0.36894
[10 empty] | 41.55% | 0.36894
[10 empty] | 41.55% | 0.36894
[10 empty] | 41.55% | 0.36893
[10 empty] | 41.56% | 0.36893
[10 empty] | 41.56% | 0.36893
[10 empty] | 41.56% | 0.36892
[10 empty] | 41.56% | 0.36892
[10 empty] | 41.57% | 0.3689
[10 empty] | 41.57% | 0.36889
[10 empty] | 41.57% | 0.36888
[10 empty] | 41.58% | 0.36888
[10 empty] | 41.58% | 0.36887
[10 empty] | 41.58% | 0.36887
[10 empty] | 41.58% | 0.36883
[10 empty] | 41.59% | 0.36882
[10 empty] | 41.59% | 0.36878
[10 empty] | 41.59% | 0.36876
[10 empty] | 41.6% | 0.36875
[10 empty] | 41.6% | 0.36875
[10 empty] | 41.6% | 0.36874
[10 empty] | 41.6% | 0.36873
[10 empty] | 41.61% | 0.36872
[10 empty] | 41.61% | 0.36872
[10 empty] | 41.61% | 0.36872
[10 empty] | 41.62% | 0.3687
[10 empty] | 41.62% | 0.36869
[10 empty] | 41.62% | 0.36868
[10 empty] | 41.62% | 0.36868
[10 empty] | 41.63% | 0.36867
[10 empty] | 41.63% | 0.36866
[10 empty] | 41.63% | 0.36866
[10 empty] | 41.64% | 0.36866
[10 empty] | 41.64% | 0.36866
[10 empty] | 41.64% | 0.36866
[10 empty] | 41.64% | 0.36865
[10 empty] | 41.65% | 0.36865
[10 empty] | 41.65% | 0.36864
[10 empty] | 41.65% | 0.36863
[10 empty] | 41.66% | 0.36863
[10 empty] | 41.66% | 0.36861
[10 empty] | 41.66% | 0.36861
[10 empty] | 41.66% | 0.36861
[10 empty] | 41.67% | 0.36861
[10 empty] | 41.67% | 0.3686
[10 empty] | 41.67% | 0.3686
[10 empty] | 41.68% | 0.36859
[10 empty] | 41.68% | 0.36858
[10 empty] | 41.68% | 0.36854
[10 empty] | 41.68% | 0.36854
[10 empty] | 41.69% | 0.36853
[10 empty] | 41.69% | 0.36851
[10 empty] | 41.69% | 0.3685
[10 empty] | 41.7% | 0.3685
[10 empty] | 41.7% | 0.36849
[10 empty] | 41.7% | 0.36848
[10 empty] | 41.7% | 0.36848
[10 empty] | 41.71% | 0.36847
[10 empty] | 41.71% | 0.36847
[10 empty] | 41.71% | 0.36845
[10 empty] | 41.72% | 0.36845
[10 empty] | 41.72% | 0.36845
[10 empty] | 41.72% | 0.36844
[10 empty] | 41.72% | 0.36843
[10 empty] | 41.73% | 0.36843
[10 empty] | 41.73% | 0.36843
[10 empty] | 41.73% | 0.36841
[10 empty] | 41.74% | 0.36839
[10 empty] | 41.74% | 0.36838
[10 empty] | 41.74% | 0.36838
[10 empty] | 41.74% | 0.36838
[10 empty] | 41.75% | 0.36838
[10 empty] | 41.75% | 0.36836
[10 empty] | 41.75% | 0.36836
[10 empty] | 41.76% | 0.36836
[10 empty] | 41.76% | 0.36835
[10 empty] | 41.76% | 0.36834
[10 empty] | 41.76% | 0.36833
[10 empty] | 41.77% | 0.36832
[10 empty] | 41.77% | 0.36832
[10 empty] | 41.77% | 0.36832
[10 empty] | 41.78% | 0.36831
[10 empty] | 41.78% | 0.3683
[10 empty] | 41.78% | 0.36824
[10 empty] | 41.78% | 0.36823
[10 empty] | 41.79% | 0.36822
[10 empty] | 41.79% | 0.36822
[10 empty] | 41.79% | 0.36821
[10 empty] | 41.8% | 0.36821
[10 empty] | 41.8% | 0.3682
[10 empty] | 41.8% | 0.36818
[10 empty] | 41.8% | 0.36818
[10 empty] | 41.81% | 0.36817
[10 empty] | 41.81% | 0.36817
[10 empty] | 41.81% | 0.36816
[10 empty] | 41.82% | 0.36815
[10 empty] | 41.82% | 0.36813
[10 empty] | 41.82% | 0.36812
[10 empty] | 41.82% | 0.3681
[10 empty] | 41.83% | 0.3681
[10 empty] | 41.83% | 0.36809
[10 empty] | 41.83% | 0.36807
[10 empty] | 41.84% | 0.36806
[10 empty] | 41.84% | 0.36806
[10 empty] | 41.84% | 0.36803
[10 empty] | 41.84% | 0.36802
[10 empty] | 41.85% | 0.36801
[10 empty] | 41.85% | 0.36801
[10 empty] | 41.85% | 0.36801
[10 empty] | 41.86% | 0.368
[10 empty] | 41.86% | 0.36798
[10 empty] | 41.86% | 0.36797
[10 empty] | 41.86% | 0.36796
[10 empty] | 41.87% | 0.36796
[10 empty] | 41.87% | 0.36796
[10 empty] | 41.87% | 0.36795
[10 empty] | 41.88% | 0.36794
[10 empty] | 41.88% | 0.36794
[10 empty] | 41.88% | 0.36793
[10 empty] | 41.88% | 0.36791
[10 empty] | 41.89% | 0.36791
[10 empty] | 41.89% | 0.36791
[10 empty] | 41.89% | 0.3679
[10 empty] | 41.9% | 0.36789
[10 empty] | 41.9% | 0.36789
[10 empty] | 41.9% | 0.36788
[10 empty] | 41.9% | 0.36787
[10 empty] | 41.91% | 0.36786
[10 empty] | 41.91% | 0.36785
[10 empty] | 41.91% | 0.36785
[10 empty] | 41.92% | 0.36784
[10 empty] | 41.92% | 0.36784
[10 empty] | 41.92% | 0.36784
[10 empty] | 41.92% | 0.36784
[10 empty] | 41.93% | 0.36784
[10 empty] | 41.93% | 0.36784
[10 empty] | 41.93% | 0.3678
[10 empty] | 41.94% | 0.3678
[10 empty] | 41.94% | 0.3678
[10 empty] | 41.94% | 0.36778
[10 empty] | 41.94% | 0.36778
[10 empty] | 41.95% | 0.36777
[10 empty] | 41.95% | 0.36777
[10 empty] | 41.95% | 0.36777
[10 empty] | 41.96% | 0.36777
[10 empty] | 41.96% | 0.36776
[10 empty] | 41.96% | 0.36776
[10 empty] | 41.96% | 0.36776
[10 empty] | 41.97% | 0.36775
[10 empty] | 41.97% | 0.36774
[10 empty] | 41.97% | 0.36774
[10 empty] | 41.98% | 0.36773
[10 empty] | 41.98% | 0.36773
[10 empty] | 41.98% | 0.36773
[10 empty] | 41.98% | 0.36773
[10 empty] | 41.99% | 0.36771
[10 empty] | 41.99% | 0.36771
[10 empty] | 41.99% | 0.36771
[10 empty] | 42% | 0.3677
[10 empty] | 42% | 0.3677
[10 empty] | 42% | 0.3677
[10 empty] | 42% | 0.36769
[10 empty] | 42.01% | 0.36769
[10 empty] | 42.01% | 0.36766
[10 empty] | 42.01% | 0.36765
[10 empty] | 42.02% | 0.36765
[10 empty] | 42.02% | 0.36762
[10 empty] | 42.02% | 0.36762
[10 empty] | 42.02% | 0.36761
[10 empty] | 42.03% | 0.3676
[10 empty] | 42.03% | 0.3676
[10 empty] | 42.03% | 0.36759
[10 empty] | 42.04% | 0.36759
[10 empty] | 42.04% | 0.36759
[10 empty] | 42.04% | 0.36759
[10 empty] | 42.04% | 0.36757
[10 empty] | 42.05% | 0.36757
[10 empty] | 42.05% | 0.36757
[10 empty] | 42.05% | 0.36757
[10 empty] | 42.06% | 0.36756
[10 empty] | 42.06% | 0.36755
[10 empty] | 42.06% | 0.36753
[10 empty] | 42.06% | 0.36753
[10 empty] | 42.07% | 0.36752
[10 empty] | 42.07% | 0.36752
[10 empty] | 42.07% | 0.36752
[10 empty] | 42.08% | 0.36751
[10 empty] | 42.08% | 0.3675
[10 empty] | 42.08% | 0.3675
[10 empty] | 42.08% | 0.36749
[10 empty] | 42.09% | 0.36749
[10 empty] | 42.09% | 0.36748
[10 empty] | 42.09% | 0.36748
[10 empty] | 42.1% | 0.36745
[10 empty] | 42.1% | 0.36745
[10 empty] | 42.1% | 0.36745
[10 empty] | 42.1% | 0.36744
[10 empty] | 42.11% | 0.36744
[10 empty] | 42.11% | 0.36744
[10 empty] | 42.11% | 0.36742
[10 empty] | 42.12% | 0.36742
[10 empty] | 42.12% | 0.36742
[10 empty] | 42.12% | 0.36741
[10 empty] | 42.12% | 0.36741
[10 empty] | 42.13% | 0.3674
[10 empty] | 42.13% | 0.36739
[10 empty] | 42.13% | 0.36739
[10 empty] | 42.14% | 0.36739
[10 empty] | 42.14% | 0.36739
[10 empty] | 42.14% | 0.36738
[10 empty] | 42.14% | 0.36738
[10 empty] | 42.15% | 0.36737
[10 empty] | 42.15% | 0.36735
[10 empty] | 42.15% | 0.36735
[10 empty] | 42.16% | 0.36735
[10 empty] | 42.16% | 0.36734
[10 empty] | 42.16% | 0.36734
[10 empty] | 42.16% | 0.36734
[10 empty] | 42.17% | 0.36732
[10 empty] | 42.17% | 0.36731
[10 empty] | 42.17% | 0.36729
[10 empty] | 42.18% | 0.36729
[10 empty] | 42.18% | 0.36725
[10 empty] | 42.18% | 0.36725
[10 empty] | 42.18% | 0.36724
[10 empty] | 42.19% | 0.36722
[10 empty] | 42.19% | 0.36721
[10 empty] | 42.19% | 0.36721
[10 empty] | 42.2% | 0.3672
[10 empty] | 42.2% | 0.3672
[10 empty] | 42.2% | 0.36719
[10 empty] | 42.2% | 0.36718
[10 empty] | 42.21% | 0.36717
[10 empty] | 42.21% | 0.36716
[10 empty] | 42.21% | 0.36716
[10 empty] | 42.22% | 0.36716
[10 empty] | 42.22% | 0.36715
[10 empty] | 42.22% | 0.36715
[10 empty] | 42.22% | 0.36714
[10 empty] | 42.23% | 0.36712
[10 empty] | 42.23% | 0.36712
[10 empty] | 42.23% | 0.36711
[10 empty] | 42.24% | 0.3671
[10 empty] | 42.24% | 0.3671
[10 empty] | 42.24% | 0.3671
[10 empty] | 42.24% | 0.36709
[10 empty] | 42.25% | 0.36709
[10 empty] | 42.25% | 0.36707
[10 empty] | 42.25% | 0.36707
[10 empty] | 42.26% | 0.36707
[10 empty] | 42.26% | 0.36706
[10 empty] | 42.26% | 0.36705
[10 empty] | 42.26% | 0.36702
[10 empty] | 42.27% | 0.36701
[10 empty] | 42.27% | 0.36701
[10 empty] | 42.27% | 0.36698
[10 empty] | 42.27% | 0.36697
[10 empty] | 42.28% | 0.36696
[10 empty] | 42.28% | 0.36695
[10 empty] | 42.28% | 0.36691
[10 empty] | 42.29% | 0.3669
[10 empty] | 42.29% | 0.3669
[10 empty] | 42.29% | 0.3669
[10 empty] | 42.29% | 0.36685
[10 empty] | 42.3% | 0.36683
[10 empty] | 42.3% | 0.36683
[10 empty] | 42.3% | 0.36682
[10 empty] | 42.31% | 0.36681
[10 empty] | 42.31% | 0.3668
[10 empty] | 42.31% | 0.3668
[10 empty] | 42.31% | 0.36679
[10 empty] | 42.32% | 0.36678
[10 empty] | 42.32% | 0.36678
[10 empty] | 42.32% | 0.36677
[10 empty] | 42.33% | 0.36676
[10 empty] | 42.33% | 0.36676
[10 empty] | 42.33% | 0.36675
[10 empty] | 42.33% | 0.36675
[10 empty] | 42.34% | 0.36673
[10 empty] | 42.34% | 0.36673
[10 empty] | 42.34% | 0.36673
[10 empty] | 42.35% | 0.36672
[10 empty] | 42.35% | 0.36672
[10 empty] | 42.35% | 0.36671
[10 empty] | 42.35% | 0.3667
[10 empty] | 42.36% | 0.36669
[10 empty] | 42.36% | 0.36669
[10 empty] | 42.36% | 0.36668
[10 empty] | 42.37% | 0.36668
[10 empty] | 42.37% | 0.36668
[10 empty] | 42.37% | 0.36667
[10 empty] | 42.37% | 0.36665
[10 empty] | 42.38% | 0.36663
[10 empty] | 42.38% | 0.36663
[10 empty] | 42.38% | 0.36662
[10 empty] | 42.39% | 0.36659
[10 empty] | 42.39% | 0.36659
[10 empty] | 42.39% | 0.36658
[10 empty] | 42.39% | 0.36657
[10 empty] | 42.4% | 0.36657
[10 empty] | 42.4% | 0.36656
[10 empty] | 42.4% | 0.36656
[10 empty] | 42.41% | 0.36656
[10 empty] | 42.41% | 0.36655
[10 empty] | 42.41% | 0.36655
[10 empty] | 42.41% | 0.36655
[10 empty] | 42.42% | 0.36654
[10 empty] | 42.42% | 0.36654
[10 empty] | 42.42% | 0.36654
[10 empty] | 42.43% | 0.36651
[10 empty] | 42.43% | 0.3665
[10 empty] | 42.43% | 0.36649
[10 empty] | 42.43% | 0.36649
[10 empty] | 42.44% | 0.36646
[10 empty] | 42.44% | 0.36645
[10 empty] | 42.44% | 0.36644
[10 empty] | 42.45% | 0.36643
[10 empty] | 42.45% | 0.36642
[10 empty] | 42.45% | 0.36642
[10 empty] | 42.45% | 0.36641
[10 empty] | 42.46% | 0.36641
[10 empty] | 42.46% | 0.36639
[10 empty] | 42.46% | 0.36638
[10 empty] | 42.47% | 0.36637
[10 empty] | 42.47% | 0.36636
[10 empty] | 42.47% | 0.36635
[10 empty] | 42.47% | 0.36634
[10 empty] | 42.48% | 0.36633
[10 empty] | 42.48% | 0.36632
[10 empty] | 42.48% | 0.36632
[10 empty] | 42.49% | 0.36631
[10 empty] | 42.49% | 0.3663
[10 empty] | 42.49% | 0.36629
[10 empty] | 42.49% | 0.36628
[10 empty] | 42.5% | 0.36626
[10 empty] | 42.5% | 0.36623
[10 empty] | 42.5% | 0.36622
[10 empty] | 42.51% | 0.36621
[10 empty] | 42.51% | 0.36621
[10 empty] | 42.51% | 0.36621
[10 empty] | 42.51% | 0.36619
[10 empty] | 42.52% | 0.36619
[10 empty] | 42.52% | 0.36618
[10 empty] | 42.52% | 0.36618
[10 empty] | 42.53% | 0.36617
[10 empty] | 42.53% | 0.36617
[10 empty] | 42.53% | 0.36617
[10 empty] | 42.53% | 0.36616
[10 empty] | 42.54% | 0.36613
[10 empty] | 42.54% | 0.36613
[10 empty] | 42.54% | 0.36612
[10 empty] | 42.55% | 0.36612
[10 empty] | 42.55% | 0.36611
[10 empty] | 42.55% | 0.36611
[10 empty] | 42.55% | 0.36611
[10 empty] | 42.56% | 0.3661
[10 empty] | 42.56% | 0.3661
[10 empty] | 42.56% | 0.3661
[10 empty] | 42.57% | 0.36608
[10 empty] | 42.57% | 0.36607
[10 empty] | 42.57% | 0.36606
[10 empty] | 42.57% | 0.36605
[10 empty] | 42.58% | 0.36604
[10 empty] | 42.58% | 0.36604
[10 empty] | 42.58% | 0.36604
[10 empty] | 42.59% | 0.36603
[10 empty] | 42.59% | 0.366
[10 empty] | 42.59% | 0.366
[10 empty] | 42.59% | 0.366
[10 empty] | 42.6% | 0.366
[10 empty] | 42.6% | 0.36598
[10 empty] | 42.6% | 0.36596
[10 empty] | 42.61% | 0.36594
[10 empty] | 42.61% | 0.36594
[10 empty] | 42.61% | 0.36593
[10 empty] | 42.61% | 0.36593
[10 empty] | 42.62% | 0.36592
[10 empty] | 42.62% | 0.36592
[10 empty] | 42.62% | 0.36592
[10 empty] | 42.63% | 0.36592
[10 empty] | 42.63% | 0.36591
[10 empty] | 42.63% | 0.3659
[10 empty] | 42.63% | 0.36588
[10 empty] | 42.64% | 0.36585
[10 empty] | 42.64% | 0.36585
[10 empty] | 42.64% | 0.36585
[10 empty] | 42.65% | 0.36584
[10 empty] | 42.65% | 0.36582
[10 empty] | 42.65% | 0.36581
[10 empty] | 42.65% | 0.3658
[10 empty] | 42.66% | 0.3658
[10 empty] | 42.66% | 0.3658
[10 empty] | 42.66% | 0.36579
[10 empty] | 42.67% | 0.36579
[10 empty] | 42.67% | 0.36579
[10 empty] | 42.67% | 0.36577
[10 empty] | 42.67% | 0.36576
[10 empty] | 42.68% | 0.36575
[10 empty] | 42.68% | 0.36574
[10 empty] | 42.68% | 0.36574
[10 empty] | 42.69% | 0.36573
[10 empty] | 42.69% | 0.36573
[10 empty] | 42.69% | 0.36572
[10 empty] | 42.69% | 0.3657
[10 empty] | 42.7% | 0.3657
[10 empty] | 42.7% | 0.3657
[10 empty] | 42.7% | 0.36569
[10 empty] | 42.71% | 0.36568
[10 empty] | 42.71% | 0.36566
[10 empty] | 42.71% | 0.36566
[10 empty] | 42.71% | 0.36565
[10 empty] | 42.72% | 0.36564
[10 empty] | 42.72% | 0.36564
[10 empty] | 42.72% | 0.36561
[10 empty] | 42.73% | 0.3656
[10 empty] | 42.73% | 0.36559
[10 empty] | 42.73% | 0.36559
[10 empty] | 42.73% | 0.36558
[10 empty] | 42.74% | 0.36558
[10 empty] | 42.74% | 0.36558
[10 empty] | 42.74% | 0.36556
[10 empty] | 42.75% | 0.36554
[10 empty] | 42.75% | 0.36553
[10 empty] | 42.75% | 0.36553
[10 empty] | 42.75% | 0.36553
[10 empty] | 42.76% | 0.36553
[10 empty] | 42.76% | 0.36553
[10 empty] | 42.76% | 0.36552
[10 empty] | 42.77% | 0.36552
[10 empty] | 42.77% | 0.36552
[10 empty] | 42.77% | 0.36551
[10 empty] | 42.77% | 0.3655
[10 empty] | 42.78% | 0.3655
[10 empty] | 42.78% | 0.36548
[10 empty] | 42.78% | 0.36548
[10 empty] | 42.79% | 0.36547
[10 empty] | 42.79% | 0.36544
[10 empty] | 42.79% | 0.36543
[10 empty] | 42.79% | 0.36543
[10 empty] | 42.8% | 0.36543
[10 empty] | 42.8% | 0.36542
[10 empty] | 42.8% | 0.36541
[10 empty] | 42.81% | 0.36541
[10 empty] | 42.81% | 0.36539
[10 empty] | 42.81% | 0.36537
[10 empty] | 42.81% | 0.36537
[10 empty] | 42.82% | 0.36537
[10 empty] | 42.82% | 0.36536
[10 empty] | 42.82% | 0.36536
[10 empty] | 42.83% | 0.36535
[10 empty] | 42.83% | 0.36535
[10 empty] | 42.83% | 0.36534
[10 empty] | 42.83% | 0.36533
[10 empty] | 42.84% | 0.36532
[10 empty] | 42.84% | 0.36532
[10 empty] | 42.84% | 0.3653
[10 empty] | 42.85% | 0.3653
[10 empty] | 42.85% | 0.36529
[10 empty] | 42.85% | 0.36528
[10 empty] | 42.85% | 0.36527
[10 empty] | 42.86% | 0.36526
[10 empty] | 42.86% | 0.36525
[10 empty] | 42.86% | 0.36525
[10 empty] | 42.87% | 0.36525
[10 empty] | 42.87% | 0.36524
[10 empty] | 42.87% | 0.36522
[10 empty] | 42.87% | 0.36522
[10 empty] | 42.88% | 0.3652
[10 empty] | 42.88% | 0.36518
[10 empty] | 42.88% | 0.36518
[10 empty] | 42.89% | 0.36518
[10 empty] | 42.89% | 0.36517
[10 empty] | 42.89% | 0.36517
[10 empty] | 42.89% | 0.36516
[10 empty] | 42.9% | 0.3651
[10 empty] | 42.9% | 0.3651
[10 empty] | 42.9% | 0.3651
[10 empty] | 42.91% | 0.3651
[10 empty] | 42.91% | 0.36506
[10 empty] | 42.91% | 0.36503
[10 empty] | 42.91% | 0.36502
[10 empty] | 42.92% | 0.36502
[10 empty] | 42.92% | 0.36502
[10 empty] | 42.92% | 0.36501
[10 empty] | 42.93% | 0.365
[10 empty] | 42.93% | 0.365
[10 empty] | 42.93% | 0.36498
[10 empty] | 42.93% | 0.36498
[10 empty] | 42.94% | 0.36498
[10 empty] | 42.94% | 0.36496
[10 empty] | 42.94% | 0.36496
[10 empty] | 42.95% | 0.36496
[10 empty] | 42.95% | 0.36495
[10 empty] | 42.95% | 0.36495
[10 empty] | 42.95% | 0.36495
[10 empty] | 42.96% | 0.36494
[10 empty] | 42.96% | 0.36494
[10 empty] | 42.96% | 0.36487
[10 empty] | 42.97% | 0.36487
[10 empty] | 42.97% | 0.36486
[10 empty] | 42.97% | 0.36486
[10 empty] | 42.97% | 0.36484
[10 empty] | 42.98% | 0.36481
[10 empty] | 42.98% | 0.36481
[10 empty] | 42.98% | 0.3648
[10 empty] | 42.99% | 0.3648
[10 empty] | 42.99% | 0.36477
[10 empty] | 42.99% | 0.36473
[10 empty] | 42.99% | 0.36471
[10 empty] | 43% | 0.36471
[10 empty] | 43% | 0.36469
[10 empty] | 43% | 0.36469
[10 empty] | 43.01% | 0.36468
[10 empty] | 43.01% | 0.36468
[10 empty] | 43.01% | 0.36467
[10 empty] | 43.01% | 0.36466
[10 empty] | 43.02% | 0.36465
[10 empty] | 43.02% | 0.36465
[10 empty] | 43.02% | 0.36464
[10 empty] | 43.03% | 0.36464
[10 empty] | 43.03% | 0.36464
[10 empty] | 43.03% | 0.36461
[10 empty] | 43.03% | 0.36461
[10 empty] | 43.04% | 0.3646
[10 empty] | 43.04% | 0.36459
[10 empty] | 43.04% | 0.36459
[10 empty] | 43.05% | 0.36458
[10 empty] | 43.05% | 0.36456
[10 empty] | 43.05% | 0.36456
[10 empty] | 43.05% | 0.36456
[10 empty] | 43.06% | 0.36455
[10 empty] | 43.06% | 0.36455
[10 empty] | 43.06% | 0.36453
[10 empty] | 43.07% | 0.36453
[10 empty] | 43.07% | 0.36452
[10 empty] | 43.07% | 0.36452
[10 empty] | 43.07% | 0.36451
[10 empty] | 43.08% | 0.3645
[10 empty] | 43.08% | 0.36449
[10 empty] | 43.08% | 0.36449
[10 empty] | 43.09% | 0.36448
[10 empty] | 43.09% | 0.36447
[10 empty] | 43.09% | 0.36445
[10 empty] | 43.09% | 0.36445
[10 empty] | 43.1% | 0.36442
[10 empty] | 43.1% | 0.36438
[10 empty] | 43.1% | 0.36438
[10 empty] | 43.11% | 0.36437
[10 empty] | 43.11% | 0.36436
[10 empty] | 43.11% | 0.36436
[10 empty] | 43.11% | 0.36436
[10 empty] | 43.12% | 0.36436
[10 empty] | 43.12% | 0.36434
[10 empty] | 43.12% | 0.36433
[10 empty] | 43.13% | 0.36433
[10 empty] | 43.13% | 0.36433
[10 empty] | 43.13% | 0.36432
[10 empty] | 43.13% | 0.36431
[10 empty] | 43.14% | 0.36431
[10 empty] | 43.14% | 0.36431
[10 empty] | 43.14% | 0.3643
[10 empty] | 43.15% | 0.36429
[10 empty] | 43.15% | 0.36428
[10 empty] | 43.15% | 0.36428
[10 empty] | 43.15% | 0.36426
[10 empty] | 43.16% | 0.36426
[10 empty] | 43.16% | 0.36426
[10 empty] | 43.16% | 0.36426
[10 empty] | 43.17% | 0.36423
[10 empty] | 43.17% | 0.36422
[10 empty] | 43.17% | 0.36421
[10 empty] | 43.17% | 0.36421
[10 empty] | 43.18% | 0.3642
[10 empty] | 43.18% | 0.36419
[10 empty] | 43.18% | 0.36416
[10 empty] | 43.19% | 0.36413
[10 empty] | 43.19% | 0.36413
[10 empty] | 43.19% | 0.36413
[10 empty] | 43.19% | 0.36412
[10 empty] | 43.2% | 0.36411
[10 empty] | 43.2% | 0.36411
[10 empty] | 43.2% | 0.3641
[10 empty] | 43.21% | 0.36409
[10 empty] | 43.21% | 0.36409
[10 empty] | 43.21% | 0.36408
[10 empty] | 43.21% | 0.36407
[10 empty] | 43.22% | 0.36406
[10 empty] | 43.22% | 0.36406
[10 empty] | 43.22% | 0.36406
[10 empty] | 43.23% | 0.36405
[10 empty] | 43.23% | 0.36404
[10 empty] | 43.23% | 0.36403
[10 empty] | 43.23% | 0.36402
[10 empty] | 43.24% | 0.36402
[10 empty] | 43.24% | 0.36401
[10 empty] | 43.24% | 0.364
[10 empty] | 43.25% | 0.36398
[10 empty] | 43.25% | 0.36397
[10 empty] | 43.25% | 0.36395
[10 empty] | 43.25% | 0.36393
[10 empty] | 43.26% | 0.36393
[10 empty] | 43.26% | 0.36392
[10 empty] | 43.26% | 0.36391
[10 empty] | 43.27% | 0.3639
[10 empty] | 43.27% | 0.36389
[10 empty] | 43.27% | 0.36389
[10 empty] | 43.27% | 0.36387
[10 empty] | 43.28% | 0.36387
[10 empty] | 43.28% | 0.36387
[10 empty] | 43.28% | 0.36386
[10 empty] | 43.29% | 0.36384
[10 empty] | 43.29% | 0.36383
[10 empty] | 43.29% | 0.36383
[10 empty] | 43.29% | 0.36383
[10 empty] | 43.3% | 0.36382
[10 empty] | 43.3% | 0.3638
[10 empty] | 43.3% | 0.36379
[10 empty] | 43.31% | 0.36378
[10 empty] | 43.31% | 0.36378
[10 empty] | 43.31% | 0.36377
[10 empty] | 43.31% | 0.36377
[10 empty] | 43.32% | 0.36377
[10 empty] | 43.32% | 0.36376
[10 empty] | 43.32% | 0.36376
[10 empty] | 43.33% | 0.36375
[10 empty] | 43.33% | 0.36374
[10 empty] | 43.33% | 0.36374
[10 empty] | 43.33% | 0.36374
[10 empty] | 43.34% | 0.36374
[10 empty] | 43.34% | 0.36373
[10 empty] | 43.34% | 0.36372
[10 empty] | 43.35% | 0.3637
[10 empty] | 43.35% | 0.36369
[10 empty] | 43.35% | 0.36368
[10 empty] | 43.35% | 0.36366
[10 empty] | 43.36% | 0.36365
[10 empty] | 43.36% | 0.36365
[10 empty] | 43.36% | 0.36364
[10 empty] | 43.37% | 0.36364
[10 empty] | 43.37% | 0.36363
[10 empty] | 43.37% | 0.36363
[10 empty] | 43.37% | 0.36362
[10 empty] | 43.38% | 0.36361
[10 empty] | 43.38% | 0.36361
[10 empty] | 43.38% | 0.36358
[10 empty] | 43.39% | 0.36358
[10 empty] | 43.39% | 0.36358
[10 empty] | 43.39% | 0.36357
[10 empty] | 43.39% | 0.36355
[10 empty] | 43.4% | 0.36355
[10 empty] | 43.4% | 0.36354
[10 empty] | 43.4% | 0.36353
[10 empty] | 43.41% | 0.36352
[10 empty] | 43.41% | 0.36352
[10 empty] | 43.41% | 0.36351
[10 empty] | 43.41% | 0.3635
[10 empty] | 43.42% | 0.36344
[10 empty] | 43.42% | 0.36343
[10 empty] | 43.42% | 0.36343
[10 empty] | 43.43% | 0.36343
[10 empty] | 43.43% | 0.36343
[10 empty] | 43.43% | 0.36343
[10 empty] | 43.43% | 0.36341
[10 empty] | 43.44% | 0.36339
[10 empty] | 43.44% | 0.36338
[10 empty] | 43.44% | 0.36337
[10 empty] | 43.45% | 0.36335
[10 empty] | 43.45% | 0.36334
[10 empty] | 43.45% | 0.36334
[10 empty] | 43.45% | 0.36333
[10 empty] | 43.46% | 0.36331
[10 empty] | 43.46% | 0.36329
[10 empty] | 43.46% | 0.36329
[10 empty] | 43.46% | 0.36329
[10 empty] | 43.47% | 0.36329
[10 empty] | 43.47% | 0.36328
[10 empty] | 43.47% | 0.36328
[10 empty] | 43.48% | 0.36328
[10 empty] | 43.48% | 0.36327
[10 empty] | 43.48% | 0.36327
[10 empty] | 43.48% | 0.36326
[10 empty] | 43.49% | 0.36326
[10 empty] | 43.49% | 0.36326
[10 empty] | 43.49% | 0.36325
[10 empty] | 43.5% | 0.36323
[10 empty] | 43.5% | 0.36323
[10 empty] | 43.5% | 0.36322
[10 empty] | 43.5% | 0.36321
[10 empty] | 43.51% | 0.36318
[10 empty] | 43.51% | 0.36317
[10 empty] | 43.51% | 0.36317
[10 empty] | 43.52% | 0.36315
[10 empty] | 43.52% | 0.36315
[10 empty] | 43.52% | 0.36313
[10 empty] | 43.52% | 0.36313
[10 empty] | 43.53% | 0.36311
[10 empty] | 43.53% | 0.36311
[10 empty] | 43.53% | 0.36309
[10 empty] | 43.54% | 0.36308
[10 empty] | 43.54% | 0.36307
[10 empty] | 43.54% | 0.36307
[10 empty] | 43.54% | 0.36306
[10 empty] | 43.55% | 0.36306
[10 empty] | 43.55% | 0.36306
[10 empty] | 43.55% | 0.36304
[10 empty] | 43.56% | 0.36304
[10 empty] | 43.56% | 0.36304
[10 empty] | 43.56% | 0.36303
[10 empty] | 43.56% | 0.36302
[10 empty] | 43.57% | 0.36301
[10 empty] | 43.57% | 0.36301
[10 empty] | 43.57% | 0.36299
[10 empty] | 43.58% | 0.36299
[10 empty] | 43.58% | 0.36297
[10 empty] | 43.58% | 0.36297
[10 empty] | 43.58% | 0.36297
[10 empty] | 43.59% | 0.36295
[10 empty] | 43.59% | 0.36295
[10 empty] | 43.59% | 0.36295
[10 empty] | 43.6% | 0.36295
[10 empty] | 43.6% | 0.36294
[10 empty] | 43.6% | 0.36292
[10 empty] | 43.6% | 0.36292
[10 empty] | 43.61% | 0.36292
[10 empty] | 43.61% | 0.36292
[10 empty] | 43.61% | 0.36292
[10 empty] | 43.62% | 0.3629
[10 empty] | 43.62% | 0.3629
[10 empty] | 43.62% | 0.36289
[10 empty] | 43.62% | 0.36288
[10 empty] | 43.63% | 0.36287
[10 empty] | 43.63% | 0.36286
[10 empty] | 43.63% | 0.36286
[10 empty] | 43.64% | 0.36286
[10 empty] | 43.64% | 0.36285
[10 empty] | 43.64% | 0.36283
[10 empty] | 43.64% | 0.36283
[10 empty] | 43.65% | 0.36283
[10 empty] | 43.65% | 0.36282
[10 empty] | 43.65% | 0.36279
[10 empty] | 43.66% | 0.36279
[10 empty] | 43.66% | 0.36279
[10 empty] | 43.66% | 0.36278
[10 empty] | 43.66% | 0.36277
[10 empty] | 43.67% | 0.36276
[10 empty] | 43.67% | 0.36276
[10 empty] | 43.67% | 0.36275
[10 empty] | 43.68% | 0.36274
[10 empty] | 43.68% | 0.36274
[10 empty] | 43.68% | 0.36274
[10 empty] | 43.68% | 0.36273
[10 empty] | 43.69% | 0.36269
[10 empty] | 43.69% | 0.36269
[10 empty] | 43.69% | 0.36269
[10 empty] | 43.7% | 0.36268
[10 empty] | 43.7% | 0.36267
[10 empty] | 43.7% | 0.36267
[10 empty] | 43.7% | 0.36266
[10 empty] | 43.71% | 0.36264
[10 empty] | 43.71% | 0.36264
[10 empty] | 43.71% | 0.36263
[10 empty] | 43.72% | 0.36263
[10 empty] | 43.72% | 0.36261
[10 empty] | 43.72% | 0.36259
[10 empty] | 43.72% | 0.36258
[10 empty] | 43.73% | 0.36257
[10 empty] | 43.73% | 0.36257
[10 empty] | 43.73% | 0.36254
[10 empty] | 43.74% | 0.36254
[10 empty] | 43.74% | 0.36254
[10 empty] | 43.74% | 0.36254
[10 empty] | 43.74% | 0.36253
[10 empty] | 43.75% | 0.36253
[10 empty] | 43.75% | 0.36253
[10 empty] | 43.75% | 0.36252
[10 empty] | 43.76% | 0.3625
[10 empty] | 43.76% | 0.36249
[10 empty] | 43.76% | 0.36247
[10 empty] | 43.76% | 0.36246
[10 empty] | 43.77% | 0.36245
[10 empty] | 43.77% | 0.36245
[10 empty] | 43.77% | 0.36242
[10 empty] | 43.78% | 0.36242
[10 empty] | 43.78% | 0.36239
[10 empty] | 43.78% | 0.36239
[10 empty] | 43.78% | 0.36238
[10 empty] | 43.79% | 0.36238
[10 empty] | 43.79% | 0.36238
[10 empty] | 43.79% | 0.36237
[10 empty] | 43.8% | 0.36237
[10 empty] | 43.8% | 0.36235
[10 empty] | 43.8% | 0.36235
[10 empty] | 43.8% | 0.36234
[10 empty] | 43.81% | 0.36233
[10 empty] | 43.81% | 0.36232
[10 empty] | 43.81% | 0.3623
[10 empty] | 43.82% | 0.3623
[10 empty] | 43.82% | 0.36229
[10 empty] | 43.82% | 0.36227
[10 empty] | 43.82% | 0.36227
[10 empty] | 43.83% | 0.36226
[10 empty] | 43.83% | 0.36226
[10 empty] | 43.83% | 0.36225
[10 empty] | 43.84% | 0.36225
[10 empty] | 43.84% | 0.36224
[10 empty] | 43.84% | 0.36224
[10 empty] | 43.84% | 0.36224
[10 empty] | 43.85% | 0.36223
[10 empty] | 43.85% | 0.36223
[10 empty] | 43.85% | 0.36222
[10 empty] | 43.86% | 0.36222
[10 empty] | 43.86% | 0.36222
[10 empty] | 43.86% | 0.36221
[10 empty] | 43.86% | 0.36221
[10 empty] | 43.87% | 0.36221
[10 empty] | 43.87% | 0.3622
[10 empty] | 43.87% | 0.3622
[10 empty] | 43.88% | 0.3622
[10 empty] | 43.88% | 0.36219
[10 empty] | 43.88% | 0.36217
[10 empty] | 43.88% | 0.36216
[10 empty] | 43.89% | 0.36215
[10 empty] | 43.89% | 0.36215
[10 empty] | 43.89% | 0.36215
[10 empty] | 43.9% | 0.36214
[10 empty] | 43.9% | 0.36213
[10 empty] | 43.9% | 0.36213
[10 empty] | 43.9% | 0.36213
[10 empty] | 43.91% | 0.36212
[10 empty] | 43.91% | 0.36211
[10 empty] | 43.91% | 0.36211
[10 empty] | 43.92% | 0.36209
[10 empty] | 43.92% | 0.36207
[10 empty] | 43.92% | 0.36207
[10 empty] | 43.92% | 0.36207
[10 empty] | 43.93% | 0.36207
[10 empty] | 43.93% | 0.36206
[10 empty] | 43.93% | 0.36206
[10 empty] | 43.94% | 0.36204
[10 empty] | 43.94% | 0.36204
[10 empty] | 43.94% | 0.36203
[10 empty] | 43.94% | 0.36203
[10 empty] | 43.95% | 0.36203
[10 empty] | 43.95% | 0.36202
[10 empty] | 43.95% | 0.36202
[10 empty] | 43.96% | 0.36201
[10 empty] | 43.96% | 0.36199
[10 empty] | 43.96% | 0.36199
[10 empty] | 43.96% | 0.36198
[10 empty] | 43.97% | 0.36197
[10 empty] | 43.97% | 0.36196
[10 empty] | 43.97% | 0.36196
[10 empty] | 43.98% | 0.36195
[10 empty] | 43.98% | 0.36195
[10 empty] | 43.98% | 0.36195
[10 empty] | 43.98% | 0.36195
[10 empty] | 43.99% | 0.36193
[10 empty] | 43.99% | 0.36192
[10 empty] | 43.99% | 0.36192
[10 empty] | 44% | 0.36191
[10 empty] | 44% | 0.36191
[10 empty] | 44% | 0.36189
[10 empty] | 44% | 0.36189
[10 empty] | 44.01% | 0.36188
[10 empty] | 44.01% | 0.36187
[10 empty] | 44.01% | 0.36186
[10 empty] | 44.02% | 0.36186
[10 empty] | 44.02% | 0.36186
[10 empty] | 44.02% | 0.36186
[10 empty] | 44.02% | 0.36186
[10 empty] | 44.03% | 0.36182
[10 empty] | 44.03% | 0.36181
[10 empty] | 44.03% | 0.3618
[10 empty] | 44.04% | 0.3618
[10 empty] | 44.04% | 0.3618
[10 empty] | 44.04% | 0.36178
[10 empty] | 44.04% | 0.36176
[10 empty] | 44.05% | 0.36175
[10 empty] | 44.05% | 0.36175
[10 empty] | 44.05% | 0.36174
[10 empty] | 44.06% | 0.36174
[10 empty] | 44.06% | 0.36172
[10 empty] | 44.06% | 0.36171
[10 empty] | 44.06% | 0.36171
[10 empty] | 44.07% | 0.36171
[10 empty] | 44.07% | 0.3617
[10 empty] | 44.07% | 0.3617
[10 empty] | 44.08% | 0.36169
[10 empty] | 44.08% | 0.36167
[10 empty] | 44.08% | 0.36167
[10 empty] | 44.08% | 0.36167
[10 empty] | 44.09% | 0.36167
[10 empty] | 44.09% | 0.36166
[10 empty] | 44.09% | 0.36165
[10 empty] | 44.1% | 0.36165
[10 empty] | 44.1% | 0.36165
[10 empty] | 44.1% | 0.36163
[10 empty] | 44.1% | 0.36163
[10 empty] | 44.11% | 0.36163
[10 empty] | 44.11% | 0.36161
[10 empty] | 44.11% | 0.36161
[10 empty] | 44.12% | 0.36161
[10 empty] | 44.12% | 0.36161
[10 empty] | 44.12% | 0.3616
[10 empty] | 44.12% | 0.36159
[10 empty] | 44.13% | 0.36157
[10 empty] | 44.13% | 0.36157
[10 empty] | 44.13% | 0.36157
[10 empty] | 44.14% | 0.36157
[10 empty] | 44.14% | 0.36157
[10 empty] | 44.14% | 0.36156
[10 empty] | 44.14% | 0.36155
[10 empty] | 44.15% | 0.36154
[10 empty] | 44.15% | 0.36153
[10 empty] | 44.15% | 0.36153
[10 empty] | 44.16% | 0.36151
[10 empty] | 44.16% | 0.36151
[10 empty] | 44.16% | 0.3615
[10 empty] | 44.16% | 0.36148
[10 empty] | 44.17% | 0.36148
[10 empty] | 44.17% | 0.36147
[10 empty] | 44.17% | 0.36147
[10 empty] | 44.18% | 0.36146
[10 empty] | 44.18% | 0.36146
[10 empty] | 44.18% | 0.36145
[10 empty] | 44.18% | 0.36145
[10 empty] | 44.19% | 0.36144
[10 empty] | 44.19% | 0.36143
[10 empty] | 44.19% | 0.36141
[10 empty] | 44.2% | 0.36138
[10 empty] | 44.2% | 0.36136
[10 empty] | 44.2% | 0.36134
[10 empty] | 44.2% | 0.36133
[10 empty] | 44.21% | 0.36133
[10 empty] | 44.21% | 0.36132
[10 empty] | 44.21% | 0.36131
[10 empty] | 44.22% | 0.3613
[10 empty] | 44.22% | 0.36129
[10 empty] | 44.22% | 0.36127
[10 empty] | 44.22% | 0.36127
[10 empty] | 44.23% | 0.36127
[10 empty] | 44.23% | 0.36127
[10 empty] | 44.23% | 0.36126
[10 empty] | 44.24% | 0.36125
[10 empty] | 44.24% | 0.36124
[10 empty] | 44.24% | 0.36123
[10 empty] | 44.24% | 0.36123
[10 empty] | 44.25% | 0.36122
[10 empty] | 44.25% | 0.36121
[10 empty] | 44.25% | 0.36121
[10 empty] | 44.26% | 0.3612
[10 empty] | 44.26% | 0.3612
[10 empty] | 44.26% | 0.3612
[10 empty] | 44.26% | 0.3612
[10 empty] | 44.27% | 0.36119
[10 empty] | 44.27% | 0.36117
[10 empty] | 44.27% | 0.36116
[10 empty] | 44.28% | 0.36113
[10 empty] | 44.28% | 0.36113
[10 empty] | 44.28% | 0.36113
[10 empty] | 44.28% | 0.36109
[10 empty] | 44.29% | 0.36108
[10 empty] | 44.29% | 0.36108
[10 empty] | 44.29% | 0.36106
[10 empty] | 44.3% | 0.36106
[10 empty] | 44.3% | 0.36105
[10 empty] | 44.3% | 0.36105
[10 empty] | 44.3% | 0.36104
[10 empty] | 44.31% | 0.36103
[10 empty] | 44.31% | 0.36103
[10 empty] | 44.31% | 0.36102
[10 empty] | 44.32% | 0.36102
[10 empty] | 44.32% | 0.36101
[10 empty] | 44.32% | 0.36101
[10 empty] | 44.32% | 0.361
[10 empty] | 44.33% | 0.36099
[10 empty] | 44.33% | 0.36099
[10 empty] | 44.33% | 0.36098
[10 empty] | 44.34% | 0.36098
[10 empty] | 44.34% | 0.36098
[10 empty] | 44.34% | 0.36095
[10 empty] | 44.34% | 0.36095
[10 empty] | 44.35% | 0.36093
[10 empty] | 44.35% | 0.36093
[10 empty] | 44.35% | 0.36091
[10 empty] | 44.36% | 0.3609
[10 empty] | 44.36% | 0.36087
[10 empty] | 44.36% | 0.36085
[10 empty] | 44.36% | 0.36081
[10 empty] | 44.37% | 0.36081
[10 empty] | 44.37% | 0.36081
[10 empty] | 44.37% | 0.3608
[10 empty] | 44.38% | 0.36079
[10 empty] | 44.38% | 0.36079
[10 empty] | 44.38% | 0.36079
[10 empty] | 44.38% | 0.36078
[10 empty] | 44.39% | 0.36078
[10 empty] | 44.39% | 0.36076
[10 empty] | 44.39% | 0.36075
[10 empty] | 44.4% | 0.36074
[10 empty] | 44.4% | 0.36074
[10 empty] | 44.4% | 0.36073
[10 empty] | 44.4% | 0.36071
[10 empty] | 44.41% | 0.3607
[10 empty] | 44.41% | 0.36068
[10 empty] | 44.41% | 0.36068
[10 empty] | 44.42% | 0.36065
[10 empty] | 44.42% | 0.36065
[10 empty] | 44.42% | 0.36063
[10 empty] | 44.42% | 0.36062
[10 empty] | 44.43% | 0.36062
[10 empty] | 44.43% | 0.36062
[10 empty] | 44.43% | 0.36061
[10 empty] | 44.44% | 0.3606
[10 empty] | 44.44% | 0.3606
[10 empty] | 44.44% | 0.36059
[10 empty] | 44.44% | 0.36059
[10 empty] | 44.45% | 0.36058
[10 empty] | 44.45% | 0.36058
[10 empty] | 44.45% | 0.36058
[10 empty] | 44.46% | 0.36058
[10 empty] | 44.46% | 0.36058
[10 empty] | 44.46% | 0.36057
[10 empty] | 44.46% | 0.36056
[10 empty] | 44.47% | 0.36055
[10 empty] | 44.47% | 0.36054
[10 empty] | 44.47% | 0.36053
[10 empty] | 44.48% | 0.36052
[10 empty] | 44.48% | 0.36052
[10 empty] | 44.48% | 0.36052
[10 empty] | 44.48% | 0.36052
[10 empty] | 44.49% | 0.36051
[10 empty] | 44.49% | 0.36051
[10 empty] | 44.49% | 0.36049
[10 empty] | 44.5% | 0.36049
[10 empty] | 44.5% | 0.36047
[10 empty] | 44.5% | 0.36046
[10 empty] | 44.5% | 0.36046
[10 empty] | 44.51% | 0.36046
[10 empty] | 44.51% | 0.36045
[10 empty] | 44.51% | 0.36045
[10 empty] | 44.52% | 0.36044
[10 empty] | 44.52% | 0.36041
[10 empty] | 44.52% | 0.3604
[10 empty] | 44.52% | 0.3604
[10 empty] | 44.53% | 0.36039
[10 empty] | 44.53% | 0.36038
[10 empty] | 44.53% | 0.36037
[10 empty] | 44.54% | 0.36037
[10 empty] | 44.54% | 0.36036
[10 empty] | 44.54% | 0.36036
[10 empty] | 44.54% | 0.36035
[10 empty] | 44.55% | 0.36034
[10 empty] | 44.55% | 0.36034
[10 empty] | 44.55% | 0.36034
[10 empty] | 44.56% | 0.36033
[10 empty] | 44.56% | 0.36031
[10 empty] | 44.56% | 0.36028
[10 empty] | 44.56% | 0.36028
[10 empty] | 44.57% | 0.36024
[10 empty] | 44.57% | 0.36024
[10 empty] | 44.57% | 0.36021
[10 empty] | 44.58% | 0.36021
[10 empty] | 44.58% | 0.36021
[10 empty] | 44.58% | 0.36021
[10 empty] | 44.58% | 0.3602
[10 empty] | 44.59% | 0.3602
[10 empty] | 44.59% | 0.3602
[10 empty] | 44.59% | 0.36019
[10 empty] | 44.6% | 0.36019
[10 empty] | 44.6% | 0.36019
[10 empty] | 44.6% | 0.36019
[10 empty] | 44.6% | 0.36017
[10 empty] | 44.61% | 0.36016
[10 empty] | 44.61% | 0.36016
[10 empty] | 44.61% | 0.36014
[10 empty] | 44.62% | 0.36014
[10 empty] | 44.62% | 0.36013
[10 empty] | 44.62% | 0.36013
[10 empty] | 44.62% | 0.36013
[10 empty] | 44.63% | 0.36013
[10 empty] | 44.63% | 0.36012
[10 empty] | 44.63% | 0.36011
[10 empty] | 44.64% | 0.3601
[10 empty] | 44.64% | 0.36009
[10 empty] | 44.64% | 0.36009
[10 empty] | 44.64% | 0.36007
[10 empty] | 44.65% | 0.36007
[10 empty] | 44.65% | 0.36007
[10 empty] | 44.65% | 0.36006
[10 empty] | 44.65% | 0.36003
[10 empty] | 44.66% | 0.36003
[10 empty] | 44.66% | 0.36002
[10 empty] | 44.66% | 0.36001
[10 empty] | 44.67% | 0.36001
[10 empty] | 44.67% | 0.36001
[10 empty] | 44.67% | 0.35999
[10 empty] | 44.67% | 0.35998
[10 empty] | 44.68% | 0.35998
[10 empty] | 44.68% | 0.35997
[10 empty] | 44.68% | 0.35996
[10 empty] | 44.69% | 0.35995
[10 empty] | 44.69% | 0.35995
[10 empty] | 44.69% | 0.35994
[10 empty] | 44.69% | 0.35994
[10 empty] | 44.7% | 0.35993
[10 empty] | 44.7% | 0.35993
[10 empty] | 44.7% | 0.35992
[10 empty] | 44.71% | 0.35992
[10 empty] | 44.71% | 0.35992
[10 empty] | 44.71% | 0.35991
[10 empty] | 44.71% | 0.35991
[10 empty] | 44.72% | 0.3599
[10 empty] | 44.72% | 0.3599
[10 empty] | 44.72% | 0.35989
[10 empty] | 44.73% | 0.35989
[10 empty] | 44.73% | 0.35987
[10 empty] | 44.73% | 0.35987
[10 empty] | 44.73% | 0.35985
[10 empty] | 44.74% | 0.35985
[10 empty] | 44.74% | 0.35985
[10 empty] | 44.74% | 0.35984
[10 empty] | 44.75% | 0.35984
[10 empty] | 44.75% | 0.35984
[10 empty] | 44.75% | 0.35984
[10 empty] | 44.75% | 0.35984
[10 empty] | 44.76% | 0.35983
[10 empty] | 44.76% | 0.35983
[10 empty] | 44.76% | 0.35982
[10 empty] | 44.77% | 0.35982
[10 empty] | 44.77% | 0.35982
[10 empty] | 44.77% | 0.35981
[10 empty] | 44.77% | 0.35981
[10 empty] | 44.78% | 0.35981
[10 empty] | 44.78% | 0.3598
[10 empty] | 44.78% | 0.35979
[10 empty] | 44.79% | 0.35978
[10 empty] | 44.79% | 0.35978
[10 empty] | 44.79% | 0.35977
[10 empty] | 44.79% | 0.35976
[10 empty] | 44.8% | 0.35974
[10 empty] | 44.8% | 0.35973
[10 empty] | 44.8% | 0.35973
[10 empty] | 44.81% | 0.35972
[10 empty] | 44.81% | 0.35971
[10 empty] | 44.81% | 0.3597
[10 empty] | 44.81% | 0.35969
[10 empty] | 44.82% | 0.35968
[10 empty] | 44.82% | 0.35968
[10 empty] | 44.82% | 0.35967
[10 empty] | 44.83% | 0.35966
[10 empty] | 44.83% | 0.35965
[10 empty] | 44.83% | 0.35965
[10 empty] | 44.83% | 0.35965
[10 empty] | 44.84% | 0.35965
[10 empty] | 44.84% | 0.35964
[10 empty] | 44.84% | 0.35962
[10 empty] | 44.85% | 0.35962
[10 empty] | 44.85% | 0.35962
[10 empty] | 44.85% | 0.35961
[10 empty] | 44.85% | 0.35961
[10 empty] | 44.86% | 0.3596
[10 empty] | 44.86% | 0.35958
[10 empty] | 44.86% | 0.35958
[10 empty] | 44.87% | 0.35958
[10 empty] | 44.87% | 0.35958
[10 empty] | 44.87% | 0.35957
[10 empty] | 44.87% | 0.35957
[10 empty] | 44.88% | 0.35956
[10 empty] | 44.88% | 0.35956
[10 empty] | 44.88% | 0.35956
[10 empty] | 44.89% | 0.35955
[10 empty] | 44.89% | 0.35955
[10 empty] | 44.89% | 0.35954
[10 empty] | 44.89% | 0.35954
[10 empty] | 44.9% | 0.35953
[10 empty] | 44.9% | 0.35953
[10 empty] | 44.9% | 0.35953
[10 empty] | 44.91% | 0.35952
[10 empty] | 44.91% | 0.35951
[10 empty] | 44.91% | 0.35951
[10 empty] | 44.91% | 0.3595
[10 empty] | 44.92% | 0.35949
[10 empty] | 44.92% | 0.35948
[10 empty] | 44.92% | 0.35948
[10 empty] | 44.93% | 0.35948
[10 empty] | 44.93% | 0.35947
[10 empty] | 44.93% | 0.35947
[10 empty] | 44.93% | 0.35946
[10 empty] | 44.94% | 0.35946
[10 empty] | 44.94% | 0.35946
[10 empty] | 44.94% | 0.35946
[10 empty] | 44.95% | 0.35945
[10 empty] | 44.95% | 0.35945
[10 empty] | 44.95% | 0.35944
[10 empty] | 44.95% | 0.35944
[10 empty] | 44.96% | 0.35943
[10 empty] | 44.96% | 0.35943
[10 empty] | 44.96% | 0.35942
[10 empty] | 44.97% | 0.35941
[10 empty] | 44.97% | 0.35941
[10 empty] | 44.97% | 0.35941
[10 empty] | 44.97% | 0.3594
[10 empty] | 44.98% | 0.35939
[10 empty] | 44.98% | 0.35939
[10 empty] | 44.98% | 0.35938
[10 empty] | 44.99% | 0.35937
[10 empty] | 44.99% | 0.35936
[10 empty] | 44.99% | 0.35935
[10 empty] | 44.99% | 0.35935
[10 empty] | 45% | 0.35934
[10 empty] | 45% | 0.35934
[10 empty] | 45% | 0.35934
[10 empty] | 45.01% | 0.35933
[10 empty] | 45.01% | 0.35932
[10 empty] | 45.01% | 0.35931
[10 empty] | 45.01% | 0.35931
[10 empty] | 45.02% | 0.35931
[10 empty] | 45.02% | 0.3593
[10 empty] | 45.02% | 0.35929
[10 empty] | 45.03% | 0.35929
[10 empty] | 45.03% | 0.35928
[10 empty] | 45.03% | 0.35928
[10 empty] | 45.03% | 0.35923
[10 empty] | 45.04% | 0.35922
[10 empty] | 45.04% | 0.35922
[10 empty] | 45.04% | 0.35921
[10 empty] | 45.05% | 0.35919
[10 empty] | 45.05% | 0.35918
[10 empty] | 45.05% | 0.35917
[10 empty] | 45.05% | 0.35917
[10 empty] | 45.06% | 0.35917
[10 empty] | 45.06% | 0.35916
[10 empty] | 45.06% | 0.35915
[10 empty] | 45.07% | 0.35915
[10 empty] | 45.07% | 0.35914
[10 empty] | 45.07% | 0.35914
[10 empty] | 45.07% | 0.35914
[10 empty] | 45.08% | 0.35914
[10 empty] | 45.08% | 0.35914
[10 empty] | 45.08% | 0.35913
[10 empty] | 45.09% | 0.35912
[10 empty] | 45.09% | 0.35911
[10 empty] | 45.09% | 0.35911
[10 empty] | 45.09% | 0.35911
[10 empty] | 45.1% | 0.3591
[10 empty] | 45.1% | 0.3591
[10 empty] | 45.1% | 0.35909
[10 empty] | 45.11% | 0.35909
[10 empty] | 45.11% | 0.35909
[10 empty] | 45.11% | 0.35908
[10 empty] | 45.11% | 0.35907
[10 empty] | 45.12% | 0.35907
[10 empty] | 45.12% | 0.35907
[10 empty] | 45.12% | 0.35906
[10 empty] | 45.13% | 0.35906
[10 empty] | 45.13% | 0.35906
[10 empty] | 45.13% | 0.35906
[10 empty] | 45.13% | 0.35906
[10 empty] | 45.14% | 0.35905
[10 empty] | 45.14% | 0.35902
[10 empty] | 45.14% | 0.35899
[10 empty] | 45.15% | 0.35898
[10 empty] | 45.15% | 0.35898
[10 empty] | 45.15% | 0.35895
[10 empty] | 45.15% | 0.35893
[10 empty] | 45.16% | 0.35891
[10 empty] | 45.16% | 0.3589
[10 empty] | 45.16% | 0.3589
[10 empty] | 45.17% | 0.35886
[10 empty] | 45.17% | 0.35886
[10 empty] | 45.17% | 0.35886
[10 empty] | 45.17% | 0.35885
[10 empty] | 45.18% | 0.35885
[10 empty] | 45.18% | 0.35884
[10 empty] | 45.18% | 0.35882
[10 empty] | 45.19% | 0.35882
[10 empty] | 45.19% | 0.35882
[10 empty] | 45.19% | 0.35882
[10 empty] | 45.19% | 0.35881
[10 empty] | 45.2% | 0.35881
[10 empty] | 45.2% | 0.35879
[10 empty] | 45.2% | 0.35877
[10 empty] | 45.21% | 0.35876
[10 empty] | 45.21% | 0.35873
[10 empty] | 45.21% | 0.35873
[10 empty] | 45.21% | 0.35872
[10 empty] | 45.22% | 0.3587
[10 empty] | 45.22% | 0.35867
[10 empty] | 45.22% | 0.35866
[10 empty] | 45.23% | 0.35865
[10 empty] | 45.23% | 0.35864
[10 empty] | 45.23% | 0.35863
[10 empty] | 45.23% | 0.35863
[10 empty] | 45.24% | 0.35862
[10 empty] | 45.24% | 0.35862
[10 empty] | 45.24% | 0.35862
[10 empty] | 45.25% | 0.3586
[10 empty] | 45.25% | 0.3586
[10 empty] | 45.25% | 0.3586
[10 empty] | 45.25% | 0.3586
[10 empty] | 45.26% | 0.35859
[10 empty] | 45.26% | 0.35858
[10 empty] | 45.26% | 0.35858
[10 empty] | 45.27% | 0.35855
[10 empty] | 45.27% | 0.35855
[10 empty] | 45.27% | 0.35854
[10 empty] | 45.27% | 0.35853
[10 empty] | 45.28% | 0.35853
[10 empty] | 45.28% | 0.35852
[10 empty] | 45.28% | 0.35849
[10 empty] | 45.29% | 0.35849
[10 empty] | 45.29% | 0.35847
[10 empty] | 45.29% | 0.35846
[10 empty] | 45.29% | 0.35846
[10 empty] | 45.3% | 0.35846
[10 empty] | 45.3% | 0.35846
[10 empty] | 45.3% | 0.35846
[10 empty] | 45.31% | 0.35845
[10 empty] | 45.31% | 0.35845
[10 empty] | 45.31% | 0.35845
[10 empty] | 45.31% | 0.35844
[10 empty] | 45.32% | 0.35843
[10 empty] | 45.32% | 0.35841
[10 empty] | 45.32% | 0.35841
[10 empty] | 45.33% | 0.3584
[10 empty] | 45.33% | 0.35838
[10 empty] | 45.33% | 0.35838
[10 empty] | 45.33% | 0.35837
[10 empty] | 45.34% | 0.35837
[10 empty] | 45.34% | 0.35836
[10 empty] | 45.34% | 0.35835
[10 empty] | 45.35% | 0.35834
[10 empty] | 45.35% | 0.35833
[10 empty] | 45.35% | 0.3583
[10 empty] | 45.35% | 0.3583
[10 empty] | 45.36% | 0.35829
[10 empty] | 45.36% | 0.35828
[10 empty] | 45.36% | 0.35828
[10 empty] | 45.37% | 0.35827
[10 empty] | 45.37% | 0.35825
[10 empty] | 45.37% | 0.35824
[10 empty] | 45.37% | 0.35823
[10 empty] | 45.38% | 0.35823
[10 empty] | 45.38% | 0.35823
[10 empty] | 45.38% | 0.35822
[10 empty] | 45.39% | 0.35822
[10 empty] | 45.39% | 0.3582
[10 empty] | 45.39% | 0.35819
[10 empty] | 45.39% | 0.35819
[10 empty] | 45.4% | 0.35818
[10 empty] | 45.4% | 0.35814
[10 empty] | 45.4% | 0.35814
[10 empty] | 45.41% | 0.35814
[10 empty] | 45.41% | 0.35812
[10 empty] | 45.41% | 0.3581
[10 empty] | 45.41% | 0.35809
[10 empty] | 45.42% | 0.35807
[10 empty] | 45.42% | 0.35805
[10 empty] | 45.42% | 0.35805
[10 empty] | 45.43% | 0.35805
[10 empty] | 45.43% | 0.35804
[10 empty] | 45.43% | 0.35802
[10 empty] | 45.43% | 0.358
[10 empty] | 45.44% | 0.35799
[10 empty] | 45.44% | 0.35798
[10 empty] | 45.44% | 0.35797
[10 empty] | 45.45% | 0.35797
[10 empty] | 45.45% | 0.35795
[10 empty] | 45.45% | 0.35795
[10 empty] | 45.45% | 0.35794
[10 empty] | 45.46% | 0.35794
[10 empty] | 45.46% | 0.35794
[10 empty] | 45.46% | 0.35794
[10 empty] | 45.47% | 0.35793
[10 empty] | 45.47% | 0.3579
[10 empty] | 45.47% | 0.35787
[10 empty] | 45.47% | 0.35787
[10 empty] | 45.48% | 0.35786
[10 empty] | 45.48% | 0.35786
[10 empty] | 45.48% | 0.35785
[10 empty] | 45.49% | 0.35784
[10 empty] | 45.49% | 0.35784
[10 empty] | 45.49% | 0.35783
[10 empty] | 45.49% | 0.3578
[10 empty] | 45.5% | 0.3578
[10 empty] | 45.5% | 0.35779
[10 empty] | 45.5% | 0.35779
[10 empty] | 45.51% | 0.35778
[10 empty] | 45.51% | 0.35778
[10 empty] | 45.51% | 0.35778
[10 empty] | 45.51% | 0.35778
[10 empty] | 45.52% | 0.35776
[10 empty] | 45.52% | 0.35776
[10 empty] | 45.52% | 0.35775
[10 empty] | 45.53% | 0.35775
[10 empty] | 45.53% | 0.35774
[10 empty] | 45.53% | 0.35774
[10 empty] | 45.53% | 0.35773
[10 empty] | 45.54% | 0.35773
[10 empty] | 45.54% | 0.35773
[10 empty] | 45.54% | 0.35773
[10 empty] | 45.55% | 0.35773
[10 empty] | 45.55% | 0.35772
[10 empty] | 45.55% | 0.35772
[10 empty] | 45.55% | 0.35771
[10 empty] | 45.56% | 0.35771
[10 empty] | 45.56% | 0.3577
[10 empty] | 45.56% | 0.35769
[10 empty] | 45.57% | 0.35769
[10 empty] | 45.57% | 0.35769
[10 empty] | 45.57% | 0.35767
[10 empty] | 45.57% | 0.35766
[10 empty] | 45.58% | 0.35763
[10 empty] | 45.58% | 0.35763
[10 empty] | 45.58% | 0.35762
[10 empty] | 45.59% | 0.35762
[10 empty] | 45.59% | 0.35762
[10 empty] | 45.59% | 0.35762
[10 empty] | 45.59% | 0.3576
[10 empty] | 45.6% | 0.3576
[10 empty] | 45.6% | 0.35758
[10 empty] | 45.6% | 0.35757
[10 empty] | 45.61% | 0.35756
[10 empty] | 45.61% | 0.35755
[10 empty] | 45.61% | 0.35755
[10 empty] | 45.61% | 0.35755
[10 empty] | 45.62% | 0.35754
[10 empty] | 45.62% | 0.35753
[10 empty] | 45.62% | 0.35753
[10 empty] | 45.63% | 0.35751
[10 empty] | 45.63% | 0.3575
[10 empty] | 45.63% | 0.3575
[10 empty] | 45.63% | 0.35748
[10 empty] | 45.64% | 0.35748
[10 empty] | 45.64% | 0.35747
[10 empty] | 45.64% | 0.35747
[10 empty] | 45.65% | 0.35747
[10 empty] | 45.65% | 0.35746
[10 empty] | 45.65% | 0.35746
[10 empty] | 45.65% | 0.35745
[10 empty] | 45.66% | 0.35744
[10 empty] | 45.66% | 0.35743
[10 empty] | 45.66% | 0.35742
[10 empty] | 45.67% | 0.35742
[10 empty] | 45.67% | 0.35742
[10 empty] | 45.67% | 0.35742
[10 empty] | 45.67% | 0.35742
[10 empty] | 45.68% | 0.3574
[10 empty] | 45.68% | 0.3574
[10 empty] | 45.68% | 0.3574
[10 empty] | 45.69% | 0.35739
[10 empty] | 45.69% | 0.35738
[10 empty] | 45.69% | 0.35738
[10 empty] | 45.69% | 0.35737
[10 empty] | 45.7% | 0.35736
[10 empty] | 45.7% | 0.35736
[10 empty] | 45.7% | 0.35734
[10 empty] | 45.71% | 0.35732
[10 empty] | 45.71% | 0.35731
[10 empty] | 45.71% | 0.3573
[10 empty] | 45.71% | 0.3573
[10 empty] | 45.72% | 0.35729
[10 empty] | 45.72% | 0.35729
[10 empty] | 45.72% | 0.35728
[10 empty] | 45.73% | 0.35727
[10 empty] | 45.73% | 0.35726
[10 empty] | 45.73% | 0.35726
[10 empty] | 45.73% | 0.35725
[10 empty] | 45.74% | 0.35724
[10 empty] | 45.74% | 0.35724
[10 empty] | 45.74% | 0.35723
[10 empty] | 45.75% | 0.35723
[10 empty] | 45.75% | 0.35722
[10 empty] | 45.75% | 0.35717
[10 empty] | 45.75% | 0.35715
[10 empty] | 45.76% | 0.35715
[10 empty] | 45.76% | 0.35715
[10 empty] | 45.76% | 0.35711
[10 empty] | 45.77% | 0.35711
[10 empty] | 45.77% | 0.35711
[10 empty] | 45.77% | 0.3571
[10 empty] | 45.77% | 0.35709
[10 empty] | 45.78% | 0.35709
[10 empty] | 45.78% | 0.35709
[10 empty] | 45.78% | 0.35706
[10 empty] | 45.79% | 0.35705
[10 empty] | 45.79% | 0.35704
[10 empty] | 45.79% | 0.35704
[10 empty] | 45.79% | 0.35703
[10 empty] | 45.8% | 0.35702
[10 empty] | 45.8% | 0.35701
[10 empty] | 45.8% | 0.35701
[10 empty] | 45.81% | 0.35701
[10 empty] | 45.81% | 0.357
[10 empty] | 45.81% | 0.357
[10 empty] | 45.81% | 0.357
[10 empty] | 45.82% | 0.35699
[10 empty] | 45.82% | 0.35699
[10 empty] | 45.82% | 0.35698
[10 empty] | 45.83% | 0.35698
[10 empty] | 45.83% | 0.35698
[10 empty] | 45.83% | 0.35696
[10 empty] | 45.83% | 0.35694
[10 empty] | 45.84% | 0.35693
[10 empty] | 45.84% | 0.35693
[10 empty] | 45.84% | 0.35693
[10 empty] | 45.84% | 0.35692
[10 empty] | 45.85% | 0.35691
[10 empty] | 45.85% | 0.35691
[10 empty] | 45.85% | 0.35691
[10 empty] | 45.86% | 0.35691
[10 empty] | 45.86% | 0.35689
[10 empty] | 45.86% | 0.35689
[10 empty] | 45.86% | 0.35689
[10 empty] | 45.87% | 0.35688
[10 empty] | 45.87% | 0.35688
[10 empty] | 45.87% | 0.35686
[10 empty] | 45.88% | 0.35685
[10 empty] | 45.88% | 0.35685
[10 empty] | 45.88% | 0.35685
[10 empty] | 45.88% | 0.35684
[10 empty] | 45.89% | 0.35684
[10 empty] | 45.89% | 0.35684
[10 empty] | 45.89% | 0.35683
[10 empty] | 45.9% | 0.35683
[10 empty] | 45.9% | 0.35682
[10 empty] | 45.9% | 0.35682
[10 empty] | 45.9% | 0.35682
[10 empty] | 45.91% | 0.35681
[10 empty] | 45.91% | 0.35678
[10 empty] | 45.91% | 0.35677
[10 empty] | 45.92% | 0.35677
[10 empty] | 45.92% | 0.35676
[10 empty] | 45.92% | 0.35673
[10 empty] | 45.92% | 0.35673
[10 empty] | 45.93% | 0.35672
[10 empty] | 45.93% | 0.35671
[10 empty] | 45.93% | 0.35669
[10 empty] | 45.94% | 0.35669
[10 empty] | 45.94% | 0.35669
[10 empty] | 45.94% | 0.35668
[10 empty] | 45.94% | 0.35668
[10 empty] | 45.95% | 0.35668
[10 empty] | 45.95% | 0.35668
[10 empty] | 45.95% | 0.35667
[10 empty] | 45.96% | 0.35667
[10 empty] | 45.96% | 0.35666
[10 empty] | 45.96% | 0.35664
[10 empty] | 45.96% | 0.35663
[10 empty] | 45.97% | 0.35663
[10 empty] | 45.97% | 0.35663
[10 empty] | 45.97% | 0.35662
[10 empty] | 45.98% | 0.35661
[10 empty] | 45.98% | 0.35661
[10 empty] | 45.98% | 0.3566
[10 empty] | 45.98% | 0.35659
[10 empty] | 45.99% | 0.35659
[10 empty] | 45.99% | 0.35658
[10 empty] | 45.99% | 0.35658
[10 empty] | 46% | 0.35658
[10 empty] | 46% | 0.35658
[10 empty] | 46% | 0.35658
[10 empty] | 46% | 0.35657
[10 empty] | 46.01% | 0.35657
[10 empty] | 46.01% | 0.35656
[10 empty] | 46.01% | 0.35656
[10 empty] | 46.02% | 0.35654
[10 empty] | 46.02% | 0.35654
[10 empty] | 46.02% | 0.35653
[10 empty] | 46.02% | 0.35653
[10 empty] | 46.03% | 0.35652
[10 empty] | 46.03% | 0.3565
[10 empty] | 46.03% | 0.3565
[10 empty] | 46.04% | 0.3565
[10 empty] | 46.04% | 0.35649
[10 empty] | 46.04% | 0.35649
[10 empty] | 46.04% | 0.35648
[10 empty] | 46.05% | 0.35648
[10 empty] | 46.05% | 0.35648
[10 empty] | 46.05% | 0.35647
[10 empty] | 46.06% | 0.35645
[10 empty] | 46.06% | 0.35644
[10 empty] | 46.06% | 0.35644
[10 empty] | 46.06% | 0.35643
[10 empty] | 46.07% | 0.35642
[10 empty] | 46.07% | 0.35642
[10 empty] | 46.07% | 0.35642
[10 empty] | 46.08% | 0.35641
[10 empty] | 46.08% | 0.35641
[10 empty] | 46.08% | 0.3564
[10 empty] | 46.08% | 0.35639
[10 empty] | 46.09% | 0.35638
[10 empty] | 46.09% | 0.35637
[10 empty] | 46.09% | 0.35637
[10 empty] | 46.1% | 0.35636
[10 empty] | 46.1% | 0.35636
[10 empty] | 46.1% | 0.35635
[10 empty] | 46.1% | 0.35635
[10 empty] | 46.11% | 0.35635
[10 empty] | 46.11% | 0.35635
[10 empty] | 46.11% | 0.35629
[10 empty] | 46.12% | 0.35628
[10 empty] | 46.12% | 0.35626
[10 empty] | 46.12% | 0.35625
[10 empty] | 46.12% | 0.35625
[10 empty] | 46.13% | 0.35624
[10 empty] | 46.13% | 0.35624
[10 empty] | 46.13% | 0.35624
[10 empty] | 46.14% | 0.35622
[10 empty] | 46.14% | 0.35622
[10 empty] | 46.14% | 0.35621
[10 empty] | 46.14% | 0.35621
[10 empty] | 46.15% | 0.35621
[10 empty] | 46.15% | 0.35618
[10 empty] | 46.15% | 0.35618
[10 empty] | 46.16% | 0.35617
[10 empty] | 46.16% | 0.35616
[10 empty] | 46.16% | 0.35616
[10 empty] | 46.16% | 0.35615
[10 empty] | 46.17% | 0.35615
[10 empty] | 46.17% | 0.35615
[10 empty] | 46.17% | 0.35614
[10 empty] | 46.18% | 0.35614
[10 empty] | 46.18% | 0.35614
[10 empty] | 46.18% | 0.35613
[10 empty] | 46.18% | 0.35612
[10 empty] | 46.19% | 0.35612
[10 empty] | 46.19% | 0.35612
[10 empty] | 46.19% | 0.35611
[10 empty] | 46.2% | 0.35607
[10 empty] | 46.2% | 0.35606
[10 empty] | 46.2% | 0.35606
[10 empty] | 46.2% | 0.35604
[10 empty] | 46.21% | 0.35604
[10 empty] | 46.21% | 0.35604
[10 empty] | 46.21% | 0.35604
[10 empty] | 46.22% | 0.35603
[10 empty] | 46.22% | 0.35603
[10 empty] | 46.22% | 0.35601
[10 empty] | 46.22% | 0.35601
[10 empty] | 46.23% | 0.35601
[10 empty] | 46.23% | 0.356
[10 empty] | 46.23% | 0.35598
[10 empty] | 46.24% | 0.35598
[10 empty] | 46.24% | 0.35596
[10 empty] | 46.24% | 0.35596
[10 empty] | 46.24% | 0.35594
[10 empty] | 46.25% | 0.35592
[10 empty] | 46.25% | 0.35591
[10 empty] | 46.25% | 0.3559
[10 empty] | 46.26% | 0.35589
[10 empty] | 46.26% | 0.35589
[10 empty] | 46.26% | 0.35588
[10 empty] | 46.26% | 0.35587
[10 empty] | 46.27% | 0.35587
[10 empty] | 46.27% | 0.35586
[10 empty] | 46.27% | 0.35584
[10 empty] | 46.28% | 0.35584
[10 empty] | 46.28% | 0.35581
[10 empty] | 46.28% | 0.35581
[10 empty] | 46.28% | 0.35581
[10 empty] | 46.29% | 0.35581
[10 empty] | 46.29% | 0.3558
[10 empty] | 46.29% | 0.3558
[10 empty] | 46.3% | 0.35579
[10 empty] | 46.3% | 0.35578
[10 empty] | 46.3% | 0.35578
[10 empty] | 46.3% | 0.35578
[10 empty] | 46.31% | 0.35578
[10 empty] | 46.31% | 0.35578
[10 empty] | 46.31% | 0.35576
[10 empty] | 46.32% | 0.35575
[10 empty] | 46.32% | 0.35575
[10 empty] | 46.32% | 0.35575
[10 empty] | 46.32% | 0.35572
[10 empty] | 46.33% | 0.35572
[10 empty] | 46.33% | 0.35571
[10 empty] | 46.33% | 0.35569
[10 empty] | 46.34% | 0.35569
[10 empty] | 46.34% | 0.35565
[10 empty] | 46.34% | 0.35565
[10 empty] | 46.34% | 0.35564
[10 empty] | 46.35% | 0.35564
[10 empty] | 46.35% | 0.35562
[10 empty] | 46.35% | 0.3556
[10 empty] | 46.36% | 0.3556
[10 empty] | 46.36% | 0.35558
[10 empty] | 46.36% | 0.35558
[10 empty] | 46.36% | 0.35557
[10 empty] | 46.37% | 0.35557
[10 empty] | 46.37% | 0.35556
[10 empty] | 46.37% | 0.35555
[10 empty] | 46.38% | 0.35553
[10 empty] | 46.38% | 0.35552
[10 empty] | 46.38% | 0.35552
[10 empty] | 46.38% | 0.35551
[10 empty] | 46.39% | 0.35551
[10 empty] | 46.39% | 0.3555
[10 empty] | 46.39% | 0.3555
[10 empty] | 46.4% | 0.35549
[10 empty] | 46.4% | 0.35548
[10 empty] | 46.4% | 0.35546
[10 empty] | 46.4% | 0.35546
[10 empty] | 46.41% | 0.35544
[10 empty] | 46.41% | 0.35542
[10 empty] | 46.41% | 0.35542
[10 empty] | 46.42% | 0.35542
[10 empty] | 46.42% | 0.35541
[10 empty] | 46.42% | 0.35541
[10 empty] | 46.42% | 0.3554
[10 empty] | 46.43% | 0.35539
[10 empty] | 46.43% | 0.35538
[10 empty] | 46.43% | 0.35535
[10 empty] | 46.44% | 0.35535
[10 empty] | 46.44% | 0.35535
[10 empty] | 46.44% | 0.35535
[10 empty] | 46.44% | 0.35533
[10 empty] | 46.45% | 0.35532
[10 empty] | 46.45% | 0.35532
[10 empty] | 46.45% | 0.35532
[10 empty] | 46.46% | 0.35532
[10 empty] | 46.46% | 0.35531
[10 empty] | 46.46% | 0.35531
[10 empty] | 46.46% | 0.35529
[10 empty] | 46.47% | 0.35529
[10 empty] | 46.47% | 0.35529
[10 empty] | 46.47% | 0.35529
[10 empty] | 46.48% | 0.35528
[10 empty] | 46.48% | 0.35528
[10 empty] | 46.48% | 0.35526
[10 empty] | 46.48% | 0.35523
[10 empty] | 46.49% | 0.35522
[10 empty] | 46.49% | 0.35521
[10 empty] | 46.49% | 0.3552
[10 empty] | 46.5% | 0.3552
[10 empty] | 46.5% | 0.35517
[10 empty] | 46.5% | 0.35517
[10 empty] | 46.5% | 0.35517
[10 empty] | 46.51% | 0.35516
[10 empty] | 46.51% | 0.35516
[10 empty] | 46.51% | 0.35516
[10 empty] | 46.52% | 0.35515
[10 empty] | 46.52% | 0.35514
[10 empty] | 46.52% | 0.35514
[10 empty] | 46.52% | 0.35513
[10 empty] | 46.53% | 0.35513
[10 empty] | 46.53% | 0.35512
[10 empty] | 46.53% | 0.3551
[10 empty] | 46.54% | 0.35509
[10 empty] | 46.54% | 0.35509
[10 empty] | 46.54% | 0.35508
[10 empty] | 46.54% | 0.35507
[10 empty] | 46.55% | 0.35507
[10 empty] | 46.55% | 0.35507
[10 empty] | 46.55% | 0.35506
[10 empty] | 46.56% | 0.35505
[10 empty] | 46.56% | 0.35504
[10 empty] | 46.56% | 0.35502
[10 empty] | 46.56% | 0.35501
[10 empty] | 46.57% | 0.35501
[10 empty] | 46.57% | 0.355
[10 empty] | 46.57% | 0.355
[10 empty] | 46.58% | 0.35499
[10 empty] | 46.58% | 0.35499
[10 empty] | 46.58% | 0.35498
[10 empty] | 46.58% | 0.35498
[10 empty] | 46.59% | 0.35498
[10 empty] | 46.59% | 0.35497
[10 empty] | 46.59% | 0.35495
[10 empty] | 46.6% | 0.35494
[10 empty] | 46.6% | 0.35494
[10 empty] | 46.6% | 0.35493
[10 empty] | 46.6% | 0.35493
[10 empty] | 46.61% | 0.35492
[10 empty] | 46.61% | 0.35492
[10 empty] | 46.61% | 0.35491
[10 empty] | 46.62% | 0.35491
[10 empty] | 46.62% | 0.3549
[10 empty] | 46.62% | 0.3549
[10 empty] | 46.62% | 0.35489
[10 empty] | 46.63% | 0.35489
[10 empty] | 46.63% | 0.35489
[10 empty] | 46.63% | 0.35486
[10 empty] | 46.64% | 0.35484
[10 empty] | 46.64% | 0.35483
[10 empty] | 46.64% | 0.35483
[10 empty] | 46.64% | 0.35481
[10 empty] | 46.65% | 0.35481
[10 empty] | 46.65% | 0.35481
[10 empty] | 46.65% | 0.3548
[10 empty] | 46.66% | 0.35479
[10 empty] | 46.66% | 0.35478
[10 empty] | 46.66% | 0.35478
[10 empty] | 46.66% | 0.35478
[10 empty] | 46.67% | 0.35477
[10 empty] | 46.67% | 0.35477
[10 empty] | 46.67% | 0.35476
[10 empty] | 46.68% | 0.35473
[10 empty] | 46.68% | 0.35473
[10 empty] | 46.68% | 0.3547
[10 empty] | 46.68% | 0.3547
[10 empty] | 46.69% | 0.3547
[10 empty] | 46.69% | 0.35468
[10 empty] | 46.69% | 0.35467
[10 empty] | 46.7% | 0.35465
[10 empty] | 46.7% | 0.35463
[10 empty] | 46.7% | 0.35462
[10 empty] | 46.7% | 0.35461
[10 empty] | 46.71% | 0.35459
[10 empty] | 46.71% | 0.35459
[10 empty] | 46.71% | 0.35459
[10 empty] | 46.72% | 0.35457
[10 empty] | 46.72% | 0.35454
[10 empty] | 46.72% | 0.35451
[10 empty] | 46.72% | 0.3545
[10 empty] | 46.73% | 0.3545
[10 empty] | 46.73% | 0.35449
[10 empty] | 46.73% | 0.35448
[10 empty] | 46.74% | 0.35447
[10 empty] | 46.74% | 0.35447
[10 empty] | 46.74% | 0.35446
[10 empty] | 46.74% | 0.35446
[10 empty] | 46.75% | 0.35444
[10 empty] | 46.75% | 0.35443
[10 empty] | 46.75% | 0.35443
[10 empty] | 46.76% | 0.35443
[10 empty] | 46.76% | 0.35443
[10 empty] | 46.76% | 0.35442
[10 empty] | 46.76% | 0.35439
[10 empty] | 46.77% | 0.35438
[10 empty] | 46.77% | 0.35437
[10 empty] | 46.77% | 0.35437
[10 empty] | 46.78% | 0.35436
[10 empty] | 46.78% | 0.35436
[10 empty] | 46.78% | 0.35436
[10 empty] | 46.78% | 0.35434
[10 empty] | 46.79% | 0.35433
[10 empty] | 46.79% | 0.35432
[10 empty] | 46.79% | 0.35432
[10 empty] | 46.8% | 0.35432
[10 empty] | 46.8% | 0.35431
[10 empty] | 46.8% | 0.3543
[10 empty] | 46.8% | 0.35429
[10 empty] | 46.81% | 0.35428
[10 empty] | 46.81% | 0.35428
[10 empty] | 46.81% | 0.35425
[10 empty] | 46.82% | 0.35424
[10 empty] | 46.82% | 0.35423
[10 empty] | 46.82% | 0.35423
[10 empty] | 46.82% | 0.35423
[10 empty] | 46.83% | 0.35422
[10 empty] | 46.83% | 0.35422
[10 empty] | 46.83% | 0.35422
[10 empty] | 46.84% | 0.35421
[10 empty] | 46.84% | 0.35421
[10 empty] | 46.84% | 0.3542
[10 empty] | 46.84% | 0.35419
[10 empty] | 46.85% | 0.35419
[10 empty] | 46.85% | 0.35418
[10 empty] | 46.85% | 0.35417
[10 empty] | 46.86% | 0.35417
[10 empty] | 46.86% | 0.35417
[10 empty] | 46.86% | 0.35416
[10 empty] | 46.86% | 0.35416
[10 empty] | 46.87% | 0.35416
[10 empty] | 46.87% | 0.35414
[10 empty] | 46.87% | 0.35413
[10 empty] | 46.88% | 0.35412
[10 empty] | 46.88% | 0.35412
[10 empty] | 46.88% | 0.35411
[10 empty] | 46.88% | 0.35411
[10 empty] | 46.89% | 0.35411
[10 empty] | 46.89% | 0.35411
[10 empty] | 46.89% | 0.3541
[10 empty] | 46.9% | 0.35408
[10 empty] | 46.9% | 0.35404
[10 empty] | 46.9% | 0.35404
[10 empty] | 46.9% | 0.35403
[10 empty] | 46.91% | 0.35402
[10 empty] | 46.91% | 0.35401
[10 empty] | 46.91% | 0.35401
[10 empty] | 46.92% | 0.35401
[10 empty] | 46.92% | 0.35401
[10 empty] | 46.92% | 0.354
[10 empty] | 46.92% | 0.354
[10 empty] | 46.93% | 0.35399
[10 empty] | 46.93% | 0.35398
[10 empty] | 46.93% | 0.35398
[10 empty] | 46.94% | 0.35396
[10 empty] | 46.94% | 0.35396
[10 empty] | 46.94% | 0.35396
[10 empty] | 46.94% | 0.35394
[10 empty] | 46.95% | 0.35394
[10 empty] | 46.95% | 0.35394
[10 empty] | 46.95% | 0.35393
[10 empty] | 46.96% | 0.35393
[10 empty] | 46.96% | 0.35392
[10 empty] | 46.96% | 0.35392
[10 empty] | 46.96% | 0.35392
[10 empty] | 46.97% | 0.35391
[10 empty] | 46.97% | 0.3539
[10 empty] | 46.97% | 0.3539
[10 empty] | 46.98% | 0.35388
[10 empty] | 46.98% | 0.35388
[10 empty] | 46.98% | 0.35387
[10 empty] | 46.98% | 0.35386
[10 empty] | 46.99% | 0.35383
[10 empty] | 46.99% | 0.35383
[10 empty] | 46.99% | 0.35383
[10 empty] | 47% | 0.35382
[10 empty] | 47% | 0.35382
[10 empty] | 47% | 0.35381
[10 empty] | 47% | 0.35381
[10 empty] | 47.01% | 0.35381
[10 empty] | 47.01% | 0.3538
[10 empty] | 47.01% | 0.3538
[10 empty] | 47.02% | 0.35379
[10 empty] | 47.02% | 0.35378
[10 empty] | 47.02% | 0.35377
[10 empty] | 47.02% | 0.35375
[10 empty] | 47.03% | 0.35374
[10 empty] | 47.03% | 0.35374
[10 empty] | 47.03% | 0.35373
[10 empty] | 47.03% | 0.35373
[10 empty] | 47.04% | 0.35371
[10 empty] | 47.04% | 0.3537
[10 empty] | 47.04% | 0.3537
[10 empty] | 47.05% | 0.35369
[10 empty] | 47.05% | 0.35368
[10 empty] | 47.05% | 0.35367
[10 empty] | 47.05% | 0.35367
[10 empty] | 47.06% | 0.35367
[10 empty] | 47.06% | 0.35365
[10 empty] | 47.06% | 0.35365
[10 empty] | 47.07% | 0.35365
[10 empty] | 47.07% | 0.35364
[10 empty] | 47.07% | 0.35363
[10 empty] | 47.07% | 0.35362
[10 empty] | 47.08% | 0.35362
[10 empty] | 47.08% | 0.3536
[10 empty] | 47.08% | 0.35359
[10 empty] | 47.09% | 0.35357
[10 empty] | 47.09% | 0.35357
[10 empty] | 47.09% | 0.35357
[10 empty] | 47.09% | 0.35357
[10 empty] | 47.1% | 0.35357
[10 empty] | 47.1% | 0.35356
[10 empty] | 47.1% | 0.35356
[10 empty] | 47.11% | 0.35356
[10 empty] | 47.11% | 0.35355
[10 empty] | 47.11% | 0.35354
[10 empty] | 47.11% | 0.35352
[10 empty] | 47.12% | 0.35352
[10 empty] | 47.12% | 0.3535
[10 empty] | 47.12% | 0.3535
[10 empty] | 47.13% | 0.3535
[10 empty] | 47.13% | 0.35349
[10 empty] | 47.13% | 0.35348
[10 empty] | 47.13% | 0.35347
[10 empty] | 47.14% | 0.35346
[10 empty] | 47.14% | 0.35345
[10 empty] | 47.14% | 0.35344
[10 empty] | 47.15% | 0.35344
[10 empty] | 47.15% | 0.35341
[10 empty] | 47.15% | 0.3534
[10 empty] | 47.15% | 0.35339
[10 empty] | 47.16% | 0.35339
[10 empty] | 47.16% | 0.35339
[10 empty] | 47.16% | 0.35338
[10 empty] | 47.17% | 0.35338
[10 empty] | 47.17% | 0.35337
[10 empty] | 47.17% | 0.35337
[10 empty] | 47.17% | 0.35335
[10 empty] | 47.18% | 0.35334
[10 empty] | 47.18% | 0.35334
[10 empty] | 47.18% | 0.35333
[10 empty] | 47.19% | 0.35332
[10 empty] | 47.19% | 0.3533
[10 empty] | 47.19% | 0.3533
[10 empty] | 47.19% | 0.3533
[10 empty] | 47.2% | 0.3533
[10 empty] | 47.2% | 0.35329
[10 empty] | 47.2% | 0.35328
[10 empty] | 47.21% | 0.35328
[10 empty] | 47.21% | 0.35326
[10 empty] | 47.21% | 0.35325
[10 empty] | 47.21% | 0.35325
[10 empty] | 47.22% | 0.35325
[10 empty] | 47.22% | 0.35323
[10 empty] | 47.22% | 0.35321
[10 empty] | 47.23% | 0.35321
[10 empty] | 47.23% | 0.35321
[10 empty] | 47.23% | 0.3532
[10 empty] | 47.23% | 0.3532
[10 empty] | 47.24% | 0.35319
[10 empty] | 47.24% | 0.35318
[10 empty] | 47.24% | 0.35317
[10 empty] | 47.25% | 0.35316
[10 empty] | 47.25% | 0.35316
[10 empty] | 47.25% | 0.35316
[10 empty] | 47.25% | 0.35315
[10 empty] | 47.26% | 0.35313
[10 empty] | 47.26% | 0.35313
[10 empty] | 47.26% | 0.35313
[10 empty] | 47.27% | 0.3531
[10 empty] | 47.27% | 0.3531
[10 empty] | 47.27% | 0.35309
[10 empty] | 47.27% | 0.35309
[10 empty] | 47.28% | 0.35309
[10 empty] | 47.28% | 0.35309
[10 empty] | 47.28% | 0.35308
[10 empty] | 47.29% | 0.35308
[10 empty] | 47.29% | 0.35308
[10 empty] | 47.29% | 0.35307
[10 empty] | 47.29% | 0.35306
[10 empty] | 47.3% | 0.35304
[10 empty] | 47.3% | 0.35303
[10 empty] | 47.3% | 0.35303
[10 empty] | 47.31% | 0.35302
[10 empty] | 47.31% | 0.35302
[10 empty] | 47.31% | 0.35301
[10 empty] | 47.31% | 0.35301
[10 empty] | 47.32% | 0.35301
[10 empty] | 47.32% | 0.353
[10 empty] | 47.32% | 0.35299
[10 empty] | 47.33% | 0.35299
[10 empty] | 47.33% | 0.35299
[10 empty] | 47.33% | 0.35299
[10 empty] | 47.33% | 0.35299
[10 empty] | 47.34% | 0.35299
[10 empty] | 47.34% | 0.35297
[10 empty] | 47.34% | 0.35297
[10 empty] | 47.35% | 0.35297
[10 empty] | 47.35% | 0.35296
[10 empty] | 47.35% | 0.35293
[10 empty] | 47.35% | 0.35292
[10 empty] | 47.36% | 0.35292
[10 empty] | 47.36% | 0.35292
[10 empty] | 47.36% | 0.35292
[10 empty] | 47.37% | 0.35291
[10 empty] | 47.37% | 0.35289
[10 empty] | 47.37% | 0.35288
[10 empty] | 47.37% | 0.35287
[10 empty] | 47.38% | 0.35287
[10 empty] | 47.38% | 0.35286
[10 empty] | 47.38% | 0.35284
[10 empty] | 47.39% | 0.35283
[10 empty] | 47.39% | 0.35282
[10 empty] | 47.39% | 0.35282
[10 empty] | 47.39% | 0.35281
[10 empty] | 47.4% | 0.3528
[10 empty] | 47.4% | 0.35279
[10 empty] | 47.4% | 0.35279
[10 empty] | 47.41% | 0.35278
[10 empty] | 47.41% | 0.35278
[10 empty] | 47.41% | 0.35278
[10 empty] | 47.41% | 0.35276
[10 empty] | 47.42% | 0.35276
[10 empty] | 47.42% | 0.35274
[10 empty] | 47.42% | 0.35274
[10 empty] | 47.43% | 0.35272
[10 empty] | 47.43% | 0.35272
[10 empty] | 47.43% | 0.35271
[10 empty] | 47.43% | 0.35269
[10 empty] | 47.44% | 0.35268
[10 empty] | 47.44% | 0.35267
[10 empty] | 47.44% | 0.35267
[10 empty] | 47.45% | 0.35267
[10 empty] | 47.45% | 0.35266
[10 empty] | 47.45% | 0.35266
[10 empty] | 47.45% | 0.35265
[10 empty] | 47.46% | 0.35264
[10 empty] | 47.46% | 0.35263
[10 empty] | 47.46% | 0.35263
[10 empty] | 47.47% | 0.35262
[10 empty] | 47.47% | 0.35261
[10 empty] | 47.47% | 0.35261
[10 empty] | 47.47% | 0.35261
[10 empty] | 47.48% | 0.3526
[10 empty] | 47.48% | 0.3526
[10 empty] | 47.48% | 0.3526
[10 empty] | 47.49% | 0.35259
[10 empty] | 47.49% | 0.35259
[10 empty] | 47.49% | 0.35258
[10 empty] | 47.49% | 0.35258
[10 empty] | 47.5% | 0.35257
[10 empty] | 47.5% | 0.35257
[10 empty] | 47.5% | 0.35257
[10 empty] | 47.51% | 0.35256
[10 empty] | 47.51% | 0.35256
[10 empty] | 47.51% | 0.35256
[10 empty] | 47.51% | 0.35255
[10 empty] | 47.52% | 0.35255
[10 empty] | 47.52% | 0.35255
[10 empty] | 47.52% | 0.35255
[10 empty] | 47.53% | 0.35252
[10 empty] | 47.53% | 0.3525
[10 empty] | 47.53% | 0.3525
[10 empty] | 47.53% | 0.3525
[10 empty] | 47.54% | 0.35249
[10 empty] | 47.54% | 0.35249
[10 empty] | 47.54% | 0.35248
[10 empty] | 47.55% | 0.35247
[10 empty] | 47.55% | 0.35246
[10 empty] | 47.55% | 0.35246
[10 empty] | 47.55% | 0.35245
[10 empty] | 47.56% | 0.35245
[10 empty] | 47.56% | 0.35244
[10 empty] | 47.56% | 0.35241
[10 empty] | 47.57% | 0.35241
[10 empty] | 47.57% | 0.35239
[10 empty] | 47.57% | 0.35237
[10 empty] | 47.57% | 0.35236
[10 empty] | 47.58% | 0.35236
[10 empty] | 47.58% | 0.35236
[10 empty] | 47.58% | 0.35235
[10 empty] | 47.59% | 0.35234
[10 empty] | 47.59% | 0.35233
[10 empty] | 47.59% | 0.35232
[10 empty] | 47.59% | 0.3523
[10 empty] | 47.6% | 0.35229
[10 empty] | 47.6% | 0.35229
[10 empty] | 47.6% | 0.35228
[10 empty] | 47.61% | 0.35226
[10 empty] | 47.61% | 0.35226
[10 empty] | 47.61% | 0.35225
[10 empty] | 47.61% | 0.35225
[10 empty] | 47.62% | 0.35225
[10 empty] | 47.62% | 0.35224
[10 empty] | 47.62% | 0.35224
[10 empty] | 47.63% | 0.35223
[10 empty] | 47.63% | 0.35223
[10 empty] | 47.63% | 0.35223
[10 empty] | 47.63% | 0.35222
[10 empty] | 47.64% | 0.35221
[10 empty] | 47.64% | 0.3522
[10 empty] | 47.64% | 0.35219
[10 empty] | 47.65% | 0.35218
[10 empty] | 47.65% | 0.35216
[10 empty] | 47.65% | 0.35216
[10 empty] | 47.65% | 0.35215
[10 empty] | 47.66% | 0.35215
[10 empty] | 47.66% | 0.35215
[10 empty] | 47.66% | 0.35214
[10 empty] | 47.67% | 0.35214
[10 empty] | 47.67% | 0.35214
[10 empty] | 47.67% | 0.35213
[10 empty] | 47.67% | 0.35211
[10 empty] | 47.68% | 0.3521
[10 empty] | 47.68% | 0.3521
[10 empty] | 47.68% | 0.35209
[10 empty] | 47.69% | 0.35208
[10 empty] | 47.69% | 0.35208
[10 empty] | 47.69% | 0.35207
[10 empty] | 47.69% | 0.35206
[10 empty] | 47.7% | 0.35206
[10 empty] | 47.7% | 0.35204
[10 empty] | 47.7% | 0.35203
[10 empty] | 47.71% | 0.35203
[10 empty] | 47.71% | 0.35201
[10 empty] | 47.71% | 0.35201
[10 empty] | 47.71% | 0.35199
[10 empty] | 47.72% | 0.35197
[10 empty] | 47.72% | 0.35197
[10 empty] | 47.72% | 0.35197
[10 empty] | 47.73% | 0.35196
[10 empty] | 47.73% | 0.35196
[10 empty] | 47.73% | 0.35196
[10 empty] | 47.73% | 0.35196
[10 empty] | 47.74% | 0.35194
[10 empty] | 47.74% | 0.35194
[10 empty] | 47.74% | 0.35194
[10 empty] | 47.75% | 0.35192
[10 empty] | 47.75% | 0.35192
[10 empty] | 47.75% | 0.35192
[10 empty] | 47.75% | 0.35192
[10 empty] | 47.76% | 0.35191
[10 empty] | 47.76% | 0.3519
[10 empty] | 47.76% | 0.3519
[10 empty] | 47.77% | 0.35189
[10 empty] | 47.77% | 0.35188
[10 empty] | 47.77% | 0.35187
[10 empty] | 47.77% | 0.35186
[10 empty] | 47.78% | 0.35186
[10 empty] | 47.78% | 0.35185
[10 empty] | 47.78% | 0.35185
[10 empty] | 47.79% | 0.35182
[10 empty] | 47.79% | 0.35182
[10 empty] | 47.79% | 0.35182
[10 empty] | 47.79% | 0.35181
[10 empty] | 47.8% | 0.3518
[10 empty] | 47.8% | 0.35176
[10 empty] | 47.8% | 0.35176
[10 empty] | 47.81% | 0.35176
[10 empty] | 47.81% | 0.35176
[10 empty] | 47.81% | 0.35175
[10 empty] | 47.81% | 0.35175
[10 empty] | 47.82% | 0.35174
[10 empty] | 47.82% | 0.35173
[10 empty] | 47.82% | 0.35173
[10 empty] | 47.83% | 0.35173
[10 empty] | 47.83% | 0.35172
[10 empty] | 47.83% | 0.3517
[10 empty] | 47.83% | 0.35169
[10 empty] | 47.84% | 0.35168
[10 empty] | 47.84% | 0.35168
[10 empty] | 47.84% | 0.35168
[10 empty] | 47.85% | 0.35167
[10 empty] | 47.85% | 0.35166
[10 empty] | 47.85% | 0.35166
[10 empty] | 47.85% | 0.35165
[10 empty] | 47.86% | 0.35164
[10 empty] | 47.86% | 0.35164
[10 empty] | 47.86% | 0.35164
[10 empty] | 47.87% | 0.35162
[10 empty] | 47.87% | 0.35162
[10 empty] | 47.87% | 0.35162
[10 empty] | 47.87% | 0.35162
[10 empty] | 47.88% | 0.35162
[10 empty] | 47.88% | 0.35162
[10 empty] | 47.88% | 0.35162
[10 empty] | 47.89% | 0.35161
[10 empty] | 47.89% | 0.3516
[10 empty] | 47.89% | 0.35159
[10 empty] | 47.89% | 0.35159
[10 empty] | 47.9% | 0.35159
[10 empty] | 47.9% | 0.35158
[10 empty] | 47.9% | 0.35154
[10 empty] | 47.91% | 0.35153
[10 empty] | 47.91% | 0.35153
[10 empty] | 47.91% | 0.35153
[10 empty] | 47.91% | 0.3515
[10 empty] | 47.92% | 0.3515
[10 empty] | 47.92% | 0.35149
[10 empty] | 47.92% | 0.35148
[10 empty] | 47.93% | 0.35148
[10 empty] | 47.93% | 0.35147
[10 empty] | 47.93% | 0.35147
[10 empty] | 47.93% | 0.35144
[10 empty] | 47.94% | 0.35144
[10 empty] | 47.94% | 0.35143
[10 empty] | 47.94% | 0.35143
[10 empty] | 47.95% | 0.35143
[10 empty] | 47.95% | 0.35141
[10 empty] | 47.95% | 0.35141
[10 empty] | 47.95% | 0.3514
[10 empty] | 47.96% | 0.35138
[10 empty] | 47.96% | 0.35137
[10 empty] | 47.96% | 0.35137
[10 empty] | 47.97% | 0.35136
[10 empty] | 47.97% | 0.35135
[10 empty] | 47.97% | 0.35135
[10 empty] | 47.97% | 0.35134
[10 empty] | 47.98% | 0.35133
[10 empty] | 47.98% | 0.35132
[10 empty] | 47.98% | 0.3513
[10 empty] | 47.99% | 0.35128
[10 empty] | 47.99% | 0.35128
[10 empty] | 47.99% | 0.35128
[10 empty] | 47.99% | 0.35127
[10 empty] | 48% | 0.35127
[10 empty] | 48% | 0.35126
[10 empty] | 48% | 0.35125
[10 empty] | 48.01% | 0.35124
[10 empty] | 48.01% | 0.35123
[10 empty] | 48.01% | 0.35123
[10 empty] | 48.01% | 0.35123
[10 empty] | 48.02% | 0.35122
[10 empty] | 48.02% | 0.35121
[10 empty] | 48.02% | 0.3512
[10 empty] | 48.03% | 0.35119
[10 empty] | 48.03% | 0.35119
[10 empty] | 48.03% | 0.35119
[10 empty] | 48.03% | 0.35117
[10 empty] | 48.04% | 0.35116
[10 empty] | 48.04% | 0.35115
[10 empty] | 48.04% | 0.35115
[10 empty] | 48.05% | 0.35114
[10 empty] | 48.05% | 0.35113
[10 empty] | 48.05% | 0.35113
[10 empty] | 48.05% | 0.35112
[10 empty] | 48.06% | 0.35108
[10 empty] | 48.06% | 0.35108
[10 empty] | 48.06% | 0.35106
[10 empty] | 48.07% | 0.35104
[10 empty] | 48.07% | 0.35103
[10 empty] | 48.07% | 0.35101
[10 empty] | 48.07% | 0.351
[10 empty] | 48.08% | 0.35099
[10 empty] | 48.08% | 0.35099
[10 empty] | 48.08% | 0.35097
[10 empty] | 48.09% | 0.35097
[10 empty] | 48.09% | 0.35096
[10 empty] | 48.09% | 0.35096
[10 empty] | 48.09% | 0.35096
[10 empty] | 48.1% | 0.35093
[10 empty] | 48.1% | 0.35091
[10 empty] | 48.1% | 0.3509
[10 empty] | 48.11% | 0.3509
[10 empty] | 48.11% | 0.35088
[10 empty] | 48.11% | 0.35086
[10 empty] | 48.11% | 0.35085
[10 empty] | 48.12% | 0.35085
[10 empty] | 48.12% | 0.35084
[10 empty] | 48.12% | 0.35084
[10 empty] | 48.13% | 0.35082
[10 empty] | 48.13% | 0.35082
[10 empty] | 48.13% | 0.35081
[10 empty] | 48.13% | 0.3508
[10 empty] | 48.14% | 0.3508
[10 empty] | 48.14% | 0.3508
[10 empty] | 48.14% | 0.35079
[10 empty] | 48.15% | 0.35077
[10 empty] | 48.15% | 0.35075
[10 empty] | 48.15% | 0.35074
[10 empty] | 48.15% | 0.35073
[10 empty] | 48.16% | 0.35073
[10 empty] | 48.16% | 0.35073
[10 empty] | 48.16% | 0.35073
[10 empty] | 48.17% | 0.35072
[10 empty] | 48.17% | 0.3507
[10 empty] | 48.17% | 0.35068
[10 empty] | 48.17% | 0.35068
[10 empty] | 48.18% | 0.35066
[10 empty] | 48.18% | 0.35064
[10 empty] | 48.18% | 0.35063
[10 empty] | 48.19% | 0.35062
[10 empty] | 48.19% | 0.35062
[10 empty] | 48.19% | 0.35062
[10 empty] | 48.19% | 0.35062
[10 empty] | 48.2% | 0.35061
[10 empty] | 48.2% | 0.3506
[10 empty] | 48.2% | 0.35059
[10 empty] | 48.21% | 0.35058
[10 empty] | 48.21% | 0.35056
[10 empty] | 48.21% | 0.35056
[10 empty] | 48.21% | 0.35056
[10 empty] | 48.22% | 0.35056
[10 empty] | 48.22% | 0.35055
[10 empty] | 48.22% | 0.35054
[10 empty] | 48.22% | 0.35052
[10 empty] | 48.23% | 0.35051
[10 empty] | 48.23% | 0.35051
[10 empty] | 48.23% | 0.35049
[10 empty] | 48.24% | 0.35049
[10 empty] | 48.24% | 0.35048
[10 empty] | 48.24% | 0.35047
[10 empty] | 48.24% | 0.35046
[10 empty] | 48.25% | 0.35045
[10 empty] | 48.25% | 0.35045
[10 empty] | 48.25% | 0.35045
[10 empty] | 48.26% | 0.35045
[10 empty] | 48.26% | 0.35044
[10 empty] | 48.26% | 0.35044
[10 empty] | 48.26% | 0.35044
[10 empty] | 48.27% | 0.3504
[10 empty] | 48.27% | 0.3504
[10 empty] | 48.27% | 0.3504
[10 empty] | 48.28% | 0.35039
[10 empty] | 48.28% | 0.35038
[10 empty] | 48.28% | 0.35037
[10 empty] | 48.28% | 0.35036
[10 empty] | 48.29% | 0.35035
[10 empty] | 48.29% | 0.35035
[10 empty] | 48.29% | 0.35034
[10 empty] | 48.3% | 0.35033
[10 empty] | 48.3% | 0.35033
[10 empty] | 48.3% | 0.35033
[10 empty] | 48.3% | 0.35032
[10 empty] | 48.31% | 0.35032
[10 empty] | 48.31% | 0.35032
[10 empty] | 48.31% | 0.35031
[10 empty] | 48.32% | 0.3503
[10 empty] | 48.32% | 0.3503
[10 empty] | 48.32% | 0.35029
[10 empty] | 48.32% | 0.35029
[10 empty] | 48.33% | 0.35029
[10 empty] | 48.33% | 0.35027
[10 empty] | 48.33% | 0.35027
[10 empty] | 48.34% | 0.35027
[10 empty] | 48.34% | 0.35026
[10 empty] | 48.34% | 0.35026
[10 empty] | 48.34% | 0.35026
[10 empty] | 48.35% | 0.35026
[10 empty] | 48.35% | 0.35025
[10 empty] | 48.35% | 0.35025
[10 empty] | 48.36% | 0.35024
[10 empty] | 48.36% | 0.35024
[10 empty] | 48.36% | 0.35021
[10 empty] | 48.36% | 0.35021
[10 empty] | 48.37% | 0.3502
[10 empty] | 48.37% | 0.35019
[10 empty] | 48.37% | 0.35018
[10 empty] | 48.38% | 0.35018
[10 empty] | 48.38% | 0.35018
[10 empty] | 48.38% | 0.35014
[10 empty] | 48.38% | 0.35014
[10 empty] | 48.39% | 0.35013
[10 empty] | 48.39% | 0.35012
[10 empty] | 48.39% | 0.35009
[10 empty] | 48.4% | 0.35007
[10 empty] | 48.4% | 0.35006
[10 empty] | 48.4% | 0.35005
[10 empty] | 48.4% | 0.35004
[10 empty] | 48.41% | 0.35002
[10 empty] | 48.41% | 0.35002
[10 empty] | 48.41% | 0.35002
[10 empty] | 48.42% | 0.35
[10 empty] | 48.42% | 0.35
[10 empty] | 48.42% | 0.34999
[10 empty] | 48.42% | 0.34998
[10 empty] | 48.43% | 0.34998
[10 empty] | 48.43% | 0.34998
[10 empty] | 48.43% | 0.34997
[10 empty] | 48.44% | 0.34997
[10 empty] | 48.44% | 0.34997
[10 empty] | 48.44% | 0.34996
[10 empty] | 48.44% | 0.34995
[10 empty] | 48.45% | 0.34994
[10 empty] | 48.45% | 0.34994
[10 empty] | 48.45% | 0.34994
[10 empty] | 48.46% | 0.34993
[10 empty] | 48.46% | 0.34992
[10 empty] | 48.46% | 0.34988
[10 empty] | 48.46% | 0.34987
[10 empty] | 48.47% | 0.34987
[10 empty] | 48.47% | 0.34986
[10 empty] | 48.47% | 0.34985
[10 empty] | 48.48% | 0.34983
[10 empty] | 48.48% | 0.34983
[10 empty] | 48.48% | 0.34982
[10 empty] | 48.48% | 0.34982
[10 empty] | 48.49% | 0.34981
[10 empty] | 48.49% | 0.34981
[10 empty] | 48.49% | 0.3498
[10 empty] | 48.5% | 0.3498
[10 empty] | 48.5% | 0.3498
[10 empty] | 48.5% | 0.34979
[10 empty] | 48.5% | 0.34979
[10 empty] | 48.51% | 0.34978
[10 empty] | 48.51% | 0.34978
[10 empty] | 48.51% | 0.34978
[10 empty] | 48.52% | 0.34976
[10 empty] | 48.52% | 0.34973
[10 empty] | 48.52% | 0.34973
[10 empty] | 48.52% | 0.34973
[10 empty] | 48.53% | 0.34972
[10 empty] | 48.53% | 0.34971
[10 empty] | 48.53% | 0.3497
[10 empty] | 48.54% | 0.34967
[10 empty] | 48.54% | 0.34966
[10 empty] | 48.54% | 0.34966
[10 empty] | 48.54% | 0.34966
[10 empty] | 48.55% | 0.34965
[10 empty] | 48.55% | 0.34964
[10 empty] | 48.55% | 0.34963
[10 empty] | 48.56% | 0.34963
[10 empty] | 48.56% | 0.34961
[10 empty] | 48.56% | 0.3496
[10 empty] | 48.56% | 0.3496
[10 empty] | 48.57% | 0.34958
[10 empty] | 48.57% | 0.34958
[10 empty] | 48.57% | 0.34958
[10 empty] | 48.58% | 0.34957
[10 empty] | 48.58% | 0.34956
[10 empty] | 48.58% | 0.34955
[10 empty] | 48.58% | 0.34954
[10 empty] | 48.59% | 0.34954
[10 empty] | 48.59% | 0.34953
[10 empty] | 48.59% | 0.34953
[10 empty] | 48.6% | 0.34952
[10 empty] | 48.6% | 0.34952
[10 empty] | 48.6% | 0.34951
[10 empty] | 48.6% | 0.34951
[10 empty] | 48.61% | 0.34949
[10 empty] | 48.61% | 0.34949
[10 empty] | 48.61% | 0.34947
[10 empty] | 48.62% | 0.34947
[10 empty] | 48.62% | 0.34946
[10 empty] | 48.62% | 0.34946
[10 empty] | 48.62% | 0.34946
[10 empty] | 48.63% | 0.34945
[10 empty] | 48.63% | 0.34945
[10 empty] | 48.63% | 0.34944
[10 empty] | 48.64% | 0.34944
[10 empty] | 48.64% | 0.34943
[10 empty] | 48.64% | 0.34943
[10 empty] | 48.64% | 0.34943
[10 empty] | 48.65% | 0.34942
[10 empty] | 48.65% | 0.34942
[10 empty] | 48.65% | 0.34942
[10 empty] | 48.66% | 0.34941
[10 empty] | 48.66% | 0.34941
[10 empty] | 48.66% | 0.34941
[10 empty] | 48.66% | 0.3494
[10 empty] | 48.67% | 0.34939
[10 empty] | 48.67% | 0.34938
[10 empty] | 48.67% | 0.34937
[10 empty] | 48.68% | 0.34937
[10 empty] | 48.68% | 0.34937
[10 empty] | 48.68% | 0.34935
[10 empty] | 48.68% | 0.34935
[10 empty] | 48.69% | 0.34935
[10 empty] | 48.69% | 0.34935
[10 empty] | 48.69% | 0.34934
[10 empty] | 48.7% | 0.34934
[10 empty] | 48.7% | 0.34933
[10 empty] | 48.7% | 0.34933
[10 empty] | 48.7% | 0.34933
[10 empty] | 48.71% | 0.34932
[10 empty] | 48.71% | 0.34928
[10 empty] | 48.71% | 0.34927
[10 empty] | 48.72% | 0.34927
[10 empty] | 48.72% | 0.34926
[10 empty] | 48.72% | 0.34926
[10 empty] | 48.72% | 0.34923
[10 empty] | 48.73% | 0.34923
[10 empty] | 48.73% | 0.34922
[10 empty] | 48.73% | 0.3492
[10 empty] | 48.74% | 0.3492
[10 empty] | 48.74% | 0.34919
[10 empty] | 48.74% | 0.34918
[10 empty] | 48.74% | 0.34916
[10 empty] | 48.75% | 0.34915
[10 empty] | 48.75% | 0.34915
[10 empty] | 48.75% | 0.34915
[10 empty] | 48.76% | 0.34914
[10 empty] | 48.76% | 0.34914
[10 empty] | 48.76% | 0.34914
[10 empty] | 48.76% | 0.34912
[10 empty] | 48.77% | 0.34909
[10 empty] | 48.77% | 0.34908
[10 empty] | 48.77% | 0.34908
[10 empty] | 48.78% | 0.34906
[10 empty] | 48.78% | 0.34905
[10 empty] | 48.78% | 0.34903
[10 empty] | 48.78% | 0.34902
[10 empty] | 48.79% | 0.34902
[10 empty] | 48.79% | 0.34901
[10 empty] | 48.79% | 0.34901
[10 empty] | 48.8% | 0.349
[10 empty] | 48.8% | 0.34899
[10 empty] | 48.8% | 0.34899
[10 empty] | 48.8% | 0.34898
[10 empty] | 48.81% | 0.34898
[10 empty] | 48.81% | 0.34897
[10 empty] | 48.81% | 0.34897
[10 empty] | 48.82% | 0.34897
[10 empty] | 48.82% | 0.34897
[10 empty] | 48.82% | 0.34896
[10 empty] | 48.82% | 0.34896
[10 empty] | 48.83% | 0.34895
[10 empty] | 48.83% | 0.34895
[10 empty] | 48.83% | 0.34893
[10 empty] | 48.84% | 0.34892
[10 empty] | 48.84% | 0.34892
[10 empty] | 48.84% | 0.34892
[10 empty] | 48.84% | 0.34891
[10 empty] | 48.85% | 0.3489
[10 empty] | 48.85% | 0.3489
[10 empty] | 48.85% | 0.34889
[10 empty] | 48.86% | 0.34889
[10 empty] | 48.86% | 0.34886
[10 empty] | 48.86% | 0.34885
[10 empty] | 48.86% | 0.34884
[10 empty] | 48.87% | 0.34884
[10 empty] | 48.87% | 0.34883
[10 empty] | 48.87% | 0.34883
[10 empty] | 48.88% | 0.3488
[10 empty] | 48.88% | 0.3488
[10 empty] | 48.88% | 0.3488
[10 empty] | 48.88% | 0.34879
[10 empty] | 48.89% | 0.34879
[10 empty] | 48.89% | 0.34879
[10 empty] | 48.89% | 0.34877
[10 empty] | 48.9% | 0.34877
[10 empty] | 48.9% | 0.34877
[10 empty] | 48.9% | 0.34876
[10 empty] | 48.9% | 0.34874
[10 empty] | 48.91% | 0.34874
[10 empty] | 48.91% | 0.34874
[10 empty] | 48.91% | 0.34873
[10 empty] | 48.92% | 0.34873
[10 empty] | 48.92% | 0.34873
[10 empty] | 48.92% | 0.34873
[10 empty] | 48.92% | 0.34873
[10 empty] | 48.93% | 0.34872
[10 empty] | 48.93% | 0.34872
[10 empty] | 48.93% | 0.34871
[10 empty] | 48.94% | 0.34871
[10 empty] | 48.94% | 0.34867
[10 empty] | 48.94% | 0.34866
[10 empty] | 48.94% | 0.34863
[10 empty] | 48.95% | 0.34863
[10 empty] | 48.95% | 0.34863
[10 empty] | 48.95% | 0.3486
[10 empty] | 48.96% | 0.34858
[10 empty] | 48.96% | 0.34858
[10 empty] | 48.96% | 0.34857
[10 empty] | 48.96% | 0.34853
[10 empty] | 48.97% | 0.34853
[10 empty] | 48.97% | 0.34852
[10 empty] | 48.97% | 0.34852
[10 empty] | 48.98% | 0.34852
[10 empty] | 48.98% | 0.34852
[10 empty] | 48.98% | 0.34852
[10 empty] | 48.98% | 0.34851
[10 empty] | 48.99% | 0.34851
[10 empty] | 48.99% | 0.34847
[10 empty] | 48.99% | 0.34846
[10 empty] | 49% | 0.34846
[10 empty] | 49% | 0.34846
[10 empty] | 49% | 0.34846
[10 empty] | 49% | 0.34845
[10 empty] | 49.01% | 0.34845
[10 empty] | 49.01% | 0.34844
[10 empty] | 49.01% | 0.34844
[10 empty] | 49.02% | 0.34843
[10 empty] | 49.02% | 0.34843
[10 empty] | 49.02% | 0.34843
[10 empty] | 49.02% | 0.34843
[10 empty] | 49.03% | 0.34842
[10 empty] | 49.03% | 0.34841
[10 empty] | 49.03% | 0.3484
[10 empty] | 49.04% | 0.3484
[10 empty] | 49.04% | 0.34839
[10 empty] | 49.04% | 0.34839
[10 empty] | 49.04% | 0.34838
[10 empty] | 49.05% | 0.34835
[10 empty] | 49.05% | 0.34835
[10 empty] | 49.05% | 0.34835
[10 empty] | 49.06% | 0.34833
[10 empty] | 49.06% | 0.34833
[10 empty] | 49.06% | 0.34832
[10 empty] | 49.06% | 0.34832
[10 empty] | 49.07% | 0.3483
[10 empty] | 49.07% | 0.3483
[10 empty] | 49.07% | 0.34829
[10 empty] | 49.08% | 0.34829
[10 empty] | 49.08% | 0.34827
[10 empty] | 49.08% | 0.34827
[10 empty] | 49.08% | 0.34826
[10 empty] | 49.09% | 0.34826
[10 empty] | 49.09% | 0.34825
[10 empty] | 49.09% | 0.34825
[10 empty] | 49.1% | 0.34824
[10 empty] | 49.1% | 0.34824
[10 empty] | 49.1% | 0.34824
[10 empty] | 49.1% | 0.34823
[10 empty] | 49.11% | 0.34823
[10 empty] | 49.11% | 0.34821
[10 empty] | 49.11% | 0.34816
[10 empty] | 49.12% | 0.34814
[10 empty] | 49.12% | 0.34813
[10 empty] | 49.12% | 0.34813
[10 empty] | 49.12% | 0.34812
[10 empty] | 49.13% | 0.34811
[10 empty] | 49.13% | 0.34811
[10 empty] | 49.13% | 0.34811
[10 empty] | 49.14% | 0.3481
[10 empty] | 49.14% | 0.3481
[10 empty] | 49.14% | 0.34809
[10 empty] | 49.14% | 0.34808
[10 empty] | 49.15% | 0.34807
[10 empty] | 49.15% | 0.34807
[10 empty] | 49.15% | 0.34806
[10 empty] | 49.16% | 0.34805
[10 empty] | 49.16% | 0.34805
[10 empty] | 49.16% | 0.34805
[10 empty] | 49.16% | 0.34805
[10 empty] | 49.17% | 0.34805
[10 empty] | 49.17% | 0.34803
[10 empty] | 49.17% | 0.34802
[10 empty] | 49.18% | 0.34801
[10 empty] | 49.18% | 0.348
[10 empty] | 49.18% | 0.34799
[10 empty] | 49.18% | 0.34797
[10 empty] | 49.19% | 0.34796
[10 empty] | 49.19% | 0.34796
[10 empty] | 49.19% | 0.34795
[10 empty] | 49.2% | 0.34792
[10 empty] | 49.2% | 0.34792
[10 empty] | 49.2% | 0.34792
[10 empty] | 49.2% | 0.34791
[10 empty] | 49.21% | 0.3479
[10 empty] | 49.21% | 0.34789
[10 empty] | 49.21% | 0.34789
[10 empty] | 49.22% | 0.34784
[10 empty] | 49.22% | 0.34784
[10 empty] | 49.22% | 0.34783
[10 empty] | 49.22% | 0.34782
[10 empty] | 49.23% | 0.34782
[10 empty] | 49.23% | 0.34782
[10 empty] | 49.23% | 0.3478
[10 empty] | 49.24% | 0.3478
[10 empty] | 49.24% | 0.34779
[10 empty] | 49.24% | 0.34779
[10 empty] | 49.24% | 0.34778
[10 empty] | 49.25% | 0.34777
[10 empty] | 49.25% | 0.34777
[10 empty] | 49.25% | 0.34776
[10 empty] | 49.26% | 0.34775
[10 empty] | 49.26% | 0.34774
[10 empty] | 49.26% | 0.34774
[10 empty] | 49.26% | 0.34773
[10 empty] | 49.27% | 0.34773
[10 empty] | 49.27% | 0.34772
[10 empty] | 49.27% | 0.34772
[10 empty] | 49.28% | 0.34771
[10 empty] | 49.28% | 0.34771
[10 empty] | 49.28% | 0.34771
[10 empty] | 49.28% | 0.34771
[10 empty] | 49.29% | 0.3477
[10 empty] | 49.29% | 0.34768
[10 empty] | 49.29% | 0.34767
[10 empty] | 49.3% | 0.34766
[10 empty] | 49.3% | 0.34766
[10 empty] | 49.3% | 0.34766
[10 empty] | 49.3% | 0.34766
[10 empty] | 49.31% | 0.34766
[10 empty] | 49.31% | 0.34765
[10 empty] | 49.31% | 0.34764
[10 empty] | 49.32% | 0.34764
[10 empty] | 49.32% | 0.34764
[10 empty] | 49.32% | 0.34762
[10 empty] | 49.32% | 0.34762
[10 empty] | 49.33% | 0.34761
[10 empty] | 49.33% | 0.34761
[10 empty] | 49.33% | 0.34761
[10 empty] | 49.34% | 0.34761
[10 empty] | 49.34% | 0.3476
[10 empty] | 49.34% | 0.3476
[10 empty] | 49.34% | 0.34759
[10 empty] | 49.35% | 0.34758
[10 empty] | 49.35% | 0.34758
[10 empty] | 49.35% | 0.34758
[10 empty] | 49.36% | 0.34757
[10 empty] | 49.36% | 0.34756
[10 empty] | 49.36% | 0.34756
[10 empty] | 49.36% | 0.34756
[10 empty] | 49.37% | 0.34755
[10 empty] | 49.37% | 0.34755
[10 empty] | 49.37% | 0.34755
[10 empty] | 49.38% | 0.34755
[10 empty] | 49.38% | 0.34755
[10 empty] | 49.38% | 0.34754
[10 empty] | 49.38% | 0.34753
[10 empty] | 49.39% | 0.34753
[10 empty] | 49.39% | 0.34752
[10 empty] | 49.39% | 0.34751
[10 empty] | 49.4% | 0.3475
[10 empty] | 49.4% | 0.3475
[10 empty] | 49.4% | 0.34749
[10 empty] | 49.4% | 0.34749
[10 empty] | 49.41% | 0.34749
[10 empty] | 49.41% | 0.34748
[10 empty] | 49.41% | 0.34748
[10 empty] | 49.41% | 0.34746
[10 empty] | 49.42% | 0.34746
[10 empty] | 49.42% | 0.34746
[10 empty] | 49.42% | 0.34745
[10 empty] | 49.43% | 0.34745
[10 empty] | 49.43% | 0.34745
[10 empty] | 49.43% | 0.34743
[10 empty] | 49.43% | 0.34743
[10 empty] | 49.44% | 0.34741
[10 empty] | 49.44% | 0.34738
[10 empty] | 49.44% | 0.34736
[10 empty] | 49.45% | 0.34735
[10 empty] | 49.45% | 0.34734
[10 empty] | 49.45% | 0.34733
[10 empty] | 49.45% | 0.34733
[10 empty] | 49.46% | 0.34732
[10 empty] | 49.46% | 0.34732
[10 empty] | 49.46% | 0.34732
[10 empty] | 49.47% | 0.34732
[10 empty] | 49.47% | 0.34732
[10 empty] | 49.47% | 0.34732
[10 empty] | 49.47% | 0.34731
[10 empty] | 49.48% | 0.34731
[10 empty] | 49.48% | 0.34731
[10 empty] | 49.48% | 0.3473
[10 empty] | 49.49% | 0.34729
[10 empty] | 49.49% | 0.34728
[10 empty] | 49.49% | 0.34727
[10 empty] | 49.49% | 0.34725
[10 empty] | 49.5% | 0.34724
[10 empty] | 49.5% | 0.34724
[10 empty] | 49.5% | 0.34724
[10 empty] | 49.51% | 0.34723
[10 empty] | 49.51% | 0.34723
[10 empty] | 49.51% | 0.34723
[10 empty] | 49.51% | 0.34722
[10 empty] | 49.52% | 0.34721
[10 empty] | 49.52% | 0.34721
[10 empty] | 49.52% | 0.34718
[10 empty] | 49.53% | 0.34717
[10 empty] | 49.53% | 0.34717
[10 empty] | 49.53% | 0.34716
[10 empty] | 49.53% | 0.34715
[10 empty] | 49.54% | 0.34714
[10 empty] | 49.54% | 0.34714
[10 empty] | 49.54% | 0.34714
[10 empty] | 49.55% | 0.34714
[10 empty] | 49.55% | 0.34713
[10 empty] | 49.55% | 0.34713
[10 empty] | 49.55% | 0.34712
[10 empty] | 49.56% | 0.3471
[10 empty] | 49.56% | 0.34709
[10 empty] | 49.56% | 0.34708
[10 empty] | 49.57% | 0.34708
[10 empty] | 49.57% | 0.34708
[10 empty] | 49.57% | 0.34707
[10 empty] | 49.57% | 0.34706
[10 empty] | 49.58% | 0.34706
[10 empty] | 49.58% | 0.34704
[10 empty] | 49.58% | 0.34704
[10 empty] | 49.59% | 0.34703
[10 empty] | 49.59% | 0.34703
[10 empty] | 49.59% | 0.34702
[10 empty] | 49.59% | 0.34701
[10 empty] | 49.6% | 0.347
[10 empty] | 49.6% | 0.347
[10 empty] | 49.6% | 0.34699
[10 empty] | 49.61% | 0.34699
[10 empty] | 49.61% | 0.34698
[10 empty] | 49.61% | 0.34698
[10 empty] | 49.61% | 0.34698
[10 empty] | 49.62% | 0.34698
[10 empty] | 49.62% | 0.34697
[10 empty] | 49.62% | 0.34696
[10 empty] | 49.63% | 0.34695
[10 empty] | 49.63% | 0.34694
[10 empty] | 49.63% | 0.34693
[10 empty] | 49.63% | 0.34692
[10 empty] | 49.64% | 0.34692
[10 empty] | 49.64% | 0.34691
[10 empty] | 49.64% | 0.34689
[10 empty] | 49.65% | 0.34689
[10 empty] | 49.65% | 0.34689
[10 empty] | 49.65% | 0.34688
[10 empty] | 49.65% | 0.34688
[10 empty] | 49.66% | 0.34687
[10 empty] | 49.66% | 0.34686
[10 empty] | 49.66% | 0.34685
[10 empty] | 49.67% | 0.34685
[10 empty] | 49.67% | 0.34684
[10 empty] | 49.67% | 0.34684
[10 empty] | 49.67% | 0.34683
[10 empty] | 49.68% | 0.34683
[10 empty] | 49.68% | 0.34683
[10 empty] | 49.68% | 0.34683
[10 empty] | 49.69% | 0.3468
[10 empty] | 49.69% | 0.34679
[10 empty] | 49.69% | 0.34678
[10 empty] | 49.69% | 0.34678
[10 empty] | 49.7% | 0.34677
[10 empty] | 49.7% | 0.34677
[10 empty] | 49.7% | 0.34676
[10 empty] | 49.71% | 0.34675
[10 empty] | 49.71% | 0.34674
[10 empty] | 49.71% | 0.34673
[10 empty] | 49.71% | 0.34673
[10 empty] | 49.72% | 0.34673
[10 empty] | 49.72% | 0.34673
[10 empty] | 49.72% | 0.3467
[10 empty] | 49.73% | 0.34669
[10 empty] | 49.73% | 0.34668
[10 empty] | 49.73% | 0.34667
[10 empty] | 49.73% | 0.34665
[10 empty] | 49.74% | 0.34665
[10 empty] | 49.74% | 0.34663
[10 empty] | 49.74% | 0.34663
[10 empty] | 49.75% | 0.34663
[10 empty] | 49.75% | 0.34663
[10 empty] | 49.75% | 0.34661
[10 empty] | 49.75% | 0.34661
[10 empty] | 49.76% | 0.3466
[10 empty] | 49.76% | 0.34659
[10 empty] | 49.76% | 0.34659
[10 empty] | 49.77% | 0.34658
[10 empty] | 49.77% | 0.34657
[10 empty] | 49.77% | 0.34655
[10 empty] | 49.77% | 0.34655
[10 empty] | 49.78% | 0.34654
[10 empty] | 49.78% | 0.34653
[10 empty] | 49.78% | 0.34653
[10 empty] | 49.79% | 0.34652
[10 empty] | 49.79% | 0.34651
[10 empty] | 49.79% | 0.34651
[10 empty] | 49.79% | 0.3465
[10 empty] | 49.8% | 0.34649
[10 empty] | 49.8% | 0.34649
[10 empty] | 49.8% | 0.34649
[10 empty] | 49.81% | 0.34647
[10 empty] | 49.81% | 0.34647
[10 empty] | 49.81% | 0.34647
[10 empty] | 49.81% | 0.34646
[10 empty] | 49.82% | 0.34645
[10 empty] | 49.82% | 0.34645
[10 empty] | 49.82% | 0.34645
[10 empty] | 49.83% | 0.34644
[10 empty] | 49.83% | 0.34644
[10 empty] | 49.83% | 0.34641
[10 empty] | 49.83% | 0.34641
[10 empty] | 49.84% | 0.3464
[10 empty] | 49.84% | 0.3464
[10 empty] | 49.84% | 0.3464
[10 empty] | 49.85% | 0.3464
[10 empty] | 49.85% | 0.34639
[10 empty] | 49.85% | 0.34638
[10 empty] | 49.85% | 0.34638
[10 empty] | 49.86% | 0.34638
[10 empty] | 49.86% | 0.34637
[10 empty] | 49.86% | 0.34637
[10 empty] | 49.87% | 0.34637
[10 empty] | 49.87% | 0.34637
[10 empty] | 49.87% | 0.34636
[10 empty] | 49.87% | 0.34636
[10 empty] | 49.88% | 0.34636
[10 empty] | 49.88% | 0.34636
[10 empty] | 49.88% | 0.34635
[10 empty] | 49.89% | 0.34635
[10 empty] | 49.89% | 0.34635
[10 empty] | 49.89% | 0.34633
[10 empty] | 49.89% | 0.34633
[10 empty] | 49.9% | 0.34632
[10 empty] | 49.9% | 0.34632
[10 empty] | 49.9% | 0.34631
[10 empty] | 49.91% | 0.34631
[10 empty] | 49.91% | 0.34631
[10 empty] | 49.91% | 0.3463
[10 empty] | 49.91% | 0.34629
[10 empty] | 49.92% | 0.34629
[10 empty] | 49.92% | 0.34629
[10 empty] | 49.92% | 0.34629
[10 empty] | 49.93% | 0.34628
[10 empty] | 49.93% | 0.34628
[10 empty] | 49.93% | 0.34628
[10 empty] | 49.93% | 0.34628
[10 empty] | 49.94% | 0.34627
[10 empty] | 49.94% | 0.34626
[10 empty] | 49.94% | 0.34626
[10 empty] | 49.95% | 0.34626
[10 empty] | 49.95% | 0.34625
[10 empty] | 49.95% | 0.34625
[10 empty] | 49.95% | 0.34625
[10 empty] | 49.96% | 0.34623
[10 empty] | 49.96% | 0.34623
[10 empty] | 49.96% | 0.34622
[10 empty] | 49.97% | 0.34622
[10 empty] | 49.97% | 0.34622
[10 empty] | 49.97% | 0.3462
[10 empty] | 49.97% | 0.3462
[10 empty] | 49.98% | 0.3462
[10 empty] | 49.98% | 0.34619
[10 empty] | 49.98% | 0.34618
[10 empty] | 49.99% | 0.34618
[10 empty] | 49.99% | 0.34616
[10 empty] | 49.99% | 0.34616
[10 empty] | 49.99% | 0.34616
[10 empty] | 50% | 0.34614
[10 empty] | 50% | 0.34614
[10 empty] | 50% | 0.34613
[10 empty] | 50.01% | 0.3461
[10 empty] | 50.01% | 0.3461
[10 empty] | 50.01% | 0.3461
[10 empty] | 50.01% | 0.34609
[10 empty] | 50.02% | 0.34609
[10 empty] | 50.02% | 0.34608
[10 empty] | 50.02% | 0.34608
[10 empty] | 50.03% | 0.34608
[10 empty] | 50.03% | 0.34606
[10 empty] | 50.03% | 0.34606
[10 empty] | 50.03% | 0.34605
[10 empty] | 50.04% | 0.34605
[10 empty] | 50.04% | 0.34604
[10 empty] | 50.04% | 0.34602
[10 empty] | 50.05% | 0.34601
[10 empty] | 50.05% | 0.34601
[10 empty] | 50.05% | 0.346
[10 empty] | 50.05% | 0.34599
[10 empty] | 50.06% | 0.34599
[10 empty] | 50.06% | 0.34598
[10 empty] | 50.06% | 0.34598
[10 empty] | 50.07% | 0.34598
[10 empty] | 50.07% | 0.34598
[10 empty] | 50.07% | 0.34598
[10 empty] | 50.07% | 0.34597
[10 empty] | 50.08% | 0.34597
[10 empty] | 50.08% | 0.34597
[10 empty] | 50.08% | 0.34596
[10 empty] | 50.09% | 0.34596
[10 empty] | 50.09% | 0.34594
[10 empty] | 50.09% | 0.34594
[10 empty] | 50.09% | 0.34592
[10 empty] | 50.1% | 0.34592
[10 empty] | 50.1% | 0.34592
[10 empty] | 50.1% | 0.34591
[10 empty] | 50.11% | 0.34588
[10 empty] | 50.11% | 0.34587
[10 empty] | 50.11% | 0.34587
[10 empty] | 50.11% | 0.34587
[10 empty] | 50.12% | 0.34586
[10 empty] | 50.12% | 0.34586
[10 empty] | 50.12% | 0.34585
[10 empty] | 50.13% | 0.34583
[10 empty] | 50.13% | 0.34583
[10 empty] | 50.13% | 0.34583
[10 empty] | 50.13% | 0.34581
[10 empty] | 50.14% | 0.34581
[10 empty] | 50.14% | 0.34581
[10 empty] | 50.14% | 0.34581
[10 empty] | 50.15% | 0.34581
[10 empty] | 50.15% | 0.34577
[10 empty] | 50.15% | 0.34576
[10 empty] | 50.15% | 0.34574
[10 empty] | 50.16% | 0.34574
[10 empty] | 50.16% | 0.34573
[10 empty] | 50.16% | 0.34573
[10 empty] | 50.17% | 0.34571
[10 empty] | 50.17% | 0.34571
[10 empty] | 50.17% | 0.3457
[10 empty] | 50.17% | 0.34569
[10 empty] | 50.18% | 0.34568
[10 empty] | 50.18% | 0.34568
[10 empty] | 50.18% | 0.34567
[10 empty] | 50.19% | 0.34566
[10 empty] | 50.19% | 0.34565
[10 empty] | 50.19% | 0.34565
[10 empty] | 50.19% | 0.34565
[10 empty] | 50.2% | 0.34565
[10 empty] | 50.2% | 0.34565
[10 empty] | 50.2% | 0.34562
[10 empty] | 50.21% | 0.34561
[10 empty] | 50.21% | 0.34561
[10 empty] | 50.21% | 0.3456
[10 empty] | 50.21% | 0.34559
[10 empty] | 50.22% | 0.34558
[10 empty] | 50.22% | 0.34558
[10 empty] | 50.22% | 0.34557
[10 empty] | 50.23% | 0.34557
[10 empty] | 50.23% | 0.34557
[10 empty] | 50.23% | 0.34556
[10 empty] | 50.23% | 0.34555
[10 empty] | 50.24% | 0.34554
[10 empty] | 50.24% | 0.34553
[10 empty] | 50.24% | 0.34552
[10 empty] | 50.25% | 0.34552
[10 empty] | 50.25% | 0.3455
[10 empty] | 50.25% | 0.3455
[10 empty] | 50.25% | 0.34548
[10 empty] | 50.26% | 0.34548
[10 empty] | 50.26% | 0.34547
[10 empty] | 50.26% | 0.34547
[10 empty] | 50.27% | 0.34545
[10 empty] | 50.27% | 0.34545
[10 empty] | 50.27% | 0.34545
[10 empty] | 50.27% | 0.34545
[10 empty] | 50.28% | 0.34545
[10 empty] | 50.28% | 0.34544
[10 empty] | 50.28% | 0.34543
[10 empty] | 50.29% | 0.34543
[10 empty] | 50.29% | 0.34543
[10 empty] | 50.29% | 0.34542
[10 empty] | 50.29% | 0.34541
[10 empty] | 50.3% | 0.34541
[10 empty] | 50.3% | 0.34541
[10 empty] | 50.3% | 0.3454
[10 empty] | 50.31% | 0.3454
[10 empty] | 50.31% | 0.34537
[10 empty] | 50.31% | 0.34536
[10 empty] | 50.31% | 0.34536
[10 empty] | 50.32% | 0.34535
[10 empty] | 50.32% | 0.34534
[10 empty] | 50.32% | 0.34534
[10 empty] | 50.33% | 0.34533
[10 empty] | 50.33% | 0.34533
[10 empty] | 50.33% | 0.34533
[10 empty] | 50.33% | 0.34532
[10 empty] | 50.34% | 0.34532
[10 empty] | 50.34% | 0.34531
[10 empty] | 50.34% | 0.3453
[10 empty] | 50.35% | 0.34529
[10 empty] | 50.35% | 0.34528
[10 empty] | 50.35% | 0.34525
[10 empty] | 50.35% | 0.34524
[10 empty] | 50.36% | 0.34523
[10 empty] | 50.36% | 0.34523
[10 empty] | 50.36% | 0.34523
[10 empty] | 50.37% | 0.34522
[10 empty] | 50.37% | 0.34521
[10 empty] | 50.37% | 0.3452
[10 empty] | 50.37% | 0.3452
[10 empty] | 50.38% | 0.3452
[10 empty] | 50.38% | 0.34519
[10 empty] | 50.38% | 0.34518
[10 empty] | 50.39% | 0.34518
[10 empty] | 50.39% | 0.34517
[10 empty] | 50.39% | 0.34517
[10 empty] | 50.39% | 0.34516
[10 empty] | 50.4% | 0.34516
[10 empty] | 50.4% | 0.34516
[10 empty] | 50.4% | 0.34515
[10 empty] | 50.41% | 0.34515
[10 empty] | 50.41% | 0.34515
[10 empty] | 50.41% | 0.34514
[10 empty] | 50.41% | 0.34514
[10 empty] | 50.42% | 0.34513
[10 empty] | 50.42% | 0.34513
[10 empty] | 50.42% | 0.34513
[10 empty] | 50.43% | 0.34512
[10 empty] | 50.43% | 0.34511
[10 empty] | 50.43% | 0.3451
[10 empty] | 50.43% | 0.34509
[10 empty] | 50.44% | 0.34508
[10 empty] | 50.44% | 0.34507
[10 empty] | 50.44% | 0.34507
[10 empty] | 50.45% | 0.34506
[10 empty] | 50.45% | 0.34506
[10 empty] | 50.45% | 0.34505
[10 empty] | 50.45% | 0.34503
[10 empty] | 50.46% | 0.34503
[10 empty] | 50.46% | 0.34502
[10 empty] | 50.46% | 0.34501
[10 empty] | 50.47% | 0.34501
[10 empty] | 50.47% | 0.345
[10 empty] | 50.47% | 0.345
[10 empty] | 50.47% | 0.345
[10 empty] | 50.48% | 0.34499
[10 empty] | 50.48% | 0.34499
[10 empty] | 50.48% | 0.34498
[10 empty] | 50.49% | 0.34498
[10 empty] | 50.49% | 0.34497
[10 empty] | 50.49% | 0.34497
[10 empty] | 50.49% | 0.34496
[10 empty] | 50.5% | 0.34495
[10 empty] | 50.5% | 0.34495
[10 empty] | 50.5% | 0.34493
[10 empty] | 50.51% | 0.34493
[10 empty] | 50.51% | 0.34491
[10 empty] | 50.51% | 0.34491
[10 empty] | 50.51% | 0.34491
[10 empty] | 50.52% | 0.3449
[10 empty] | 50.52% | 0.34489
[10 empty] | 50.52% | 0.34489
[10 empty] | 50.53% | 0.34489
[10 empty] | 50.53% | 0.34487
[10 empty] | 50.53% | 0.34487
[10 empty] | 50.53% | 0.34487
[10 empty] | 50.54% | 0.34485
[10 empty] | 50.54% | 0.34485
[10 empty] | 50.54% | 0.34485
[10 empty] | 50.55% | 0.34485
[10 empty] | 50.55% | 0.34482
[10 empty] | 50.55% | 0.34482
[10 empty] | 50.55% | 0.34481
[10 empty] | 50.56% | 0.34481
[10 empty] | 50.56% | 0.3448
[10 empty] | 50.56% | 0.34479
[10 empty] | 50.57% | 0.34478
[10 empty] | 50.57% | 0.34478
[10 empty] | 50.57% | 0.34477
[10 empty] | 50.57% | 0.3447
[10 empty] | 50.58% | 0.34469
[10 empty] | 50.58% | 0.34468
[10 empty] | 50.58% | 0.34468
[10 empty] | 50.59% | 0.34467
[10 empty] | 50.59% | 0.34467
[10 empty] | 50.59% | 0.34467
[10 empty] | 50.59% | 0.34465
[10 empty] | 50.6% | 0.34465
[10 empty] | 50.6% | 0.34464
[10 empty] | 50.6% | 0.34464
[10 empty] | 50.6% | 0.34464
[10 empty] | 50.61% | 0.34464
[10 empty] | 50.61% | 0.34464
[10 empty] | 50.61% | 0.34463
[10 empty] | 50.62% | 0.34463
[10 empty] | 50.62% | 0.34462
[10 empty] | 50.62% | 0.34462
[10 empty] | 50.62% | 0.3446
[10 empty] | 50.63% | 0.34459
[10 empty] | 50.63% | 0.34459
[10 empty] | 50.63% | 0.34459
[10 empty] | 50.64% | 0.34458
[10 empty] | 50.64% | 0.34458
[10 empty] | 50.64% | 0.34457
[10 empty] | 50.64% | 0.34457
[10 empty] | 50.65% | 0.34456
[10 empty] | 50.65% | 0.34456
[10 empty] | 50.65% | 0.34456
[10 empty] | 50.66% | 0.34456
[10 empty] | 50.66% | 0.34455
[10 empty] | 50.66% | 0.34454
[10 empty] | 50.66% | 0.34452
[10 empty] | 50.67% | 0.34452
[10 empty] | 50.67% | 0.34452
[10 empty] | 50.67% | 0.34451
[10 empty] | 50.68% | 0.3445
[10 empty] | 50.68% | 0.34449
[10 empty] | 50.68% | 0.34449
[10 empty] | 50.68% | 0.34447
[10 empty] | 50.69% | 0.34447
[10 empty] | 50.69% | 0.34447
[10 empty] | 50.69% | 0.34446
[10 empty] | 50.7% | 0.34446
[10 empty] | 50.7% | 0.34445
[10 empty] | 50.7% | 0.34445
[10 empty] | 50.7% | 0.34445
[10 empty] | 50.71% | 0.34444
[10 empty] | 50.71% | 0.34444
[10 empty] | 50.71% | 0.34443
[10 empty] | 50.72% | 0.34442
[10 empty] | 50.72% | 0.3444
[10 empty] | 50.72% | 0.34439
[10 empty] | 50.72% | 0.34438
[10 empty] | 50.73% | 0.34437
[10 empty] | 50.73% | 0.34437
[10 empty] | 50.73% | 0.34437
[10 empty] | 50.74% | 0.34437
[10 empty] | 50.74% | 0.34437
[10 empty] | 50.74% | 0.34437
[10 empty] | 50.74% | 0.34435
[10 empty] | 50.75% | 0.34435
[10 empty] | 50.75% | 0.34435
[10 empty] | 50.75% | 0.34434
[10 empty] | 50.76% | 0.34434
[10 empty] | 50.76% | 0.34434
[10 empty] | 50.76% | 0.34433
[10 empty] | 50.76% | 0.34432
[10 empty] | 50.77% | 0.34431
[10 empty] | 50.77% | 0.3443
[10 empty] | 50.77% | 0.34429
[10 empty] | 50.78% | 0.34429
[10 empty] | 50.78% | 0.34429
[10 empty] | 50.78% | 0.34429
[10 empty] | 50.78% | 0.34428
[10 empty] | 50.79% | 0.34427
[10 empty] | 50.79% | 0.34426
[10 empty] | 50.79% | 0.34426
[10 empty] | 50.8% | 0.34426
[10 empty] | 50.8% | 0.34425
[10 empty] | 50.8% | 0.34424
[10 empty] | 50.8% | 0.34424
[10 empty] | 50.81% | 0.34424
[10 empty] | 50.81% | 0.34421
[10 empty] | 50.81% | 0.34418
[10 empty] | 50.82% | 0.34418
[10 empty] | 50.82% | 0.34418
[10 empty] | 50.82% | 0.34416
[10 empty] | 50.82% | 0.34416
[10 empty] | 50.83% | 0.34415
[10 empty] | 50.83% | 0.34414
[10 empty] | 50.83% | 0.34413
[10 empty] | 50.84% | 0.34413
[10 empty] | 50.84% | 0.34412
[10 empty] | 50.84% | 0.34411
[10 empty] | 50.84% | 0.34411
[10 empty] | 50.85% | 0.3441
[10 empty] | 50.85% | 0.34408
[10 empty] | 50.85% | 0.34408
[10 empty] | 50.86% | 0.34408
[10 empty] | 50.86% | 0.34407
[10 empty] | 50.86% | 0.34406
[10 empty] | 50.86% | 0.34406
[10 empty] | 50.87% | 0.34405
[10 empty] | 50.87% | 0.34405
[10 empty] | 50.87% | 0.34404
[10 empty] | 50.88% | 0.34404
[10 empty] | 50.88% | 0.34404
[10 empty] | 50.88% | 0.34403
[10 empty] | 50.88% | 0.34403
[10 empty] | 50.89% | 0.34403
[10 empty] | 50.89% | 0.344
[10 empty] | 50.89% | 0.34399
[10 empty] | 50.9% | 0.34398
[10 empty] | 50.9% | 0.34398
[10 empty] | 50.9% | 0.34397
[10 empty] | 50.9% | 0.34397
[10 empty] | 50.91% | 0.34397
[10 empty] | 50.91% | 0.34396
[10 empty] | 50.91% | 0.34395
[10 empty] | 50.92% | 0.34395
[10 empty] | 50.92% | 0.34395
[10 empty] | 50.92% | 0.34393
[10 empty] | 50.92% | 0.34393
[10 empty] | 50.93% | 0.34393
[10 empty] | 50.93% | 0.34393
[10 empty] | 50.93% | 0.34393
[10 empty] | 50.94% | 0.34392
[10 empty] | 50.94% | 0.34391
[10 empty] | 50.94% | 0.34391
[10 empty] | 50.94% | 0.34389
[10 empty] | 50.95% | 0.34389
[10 empty] | 50.95% | 0.34388
[10 empty] | 50.95% | 0.34388
[10 empty] | 50.96% | 0.34387
[10 empty] | 50.96% | 0.34387
[10 empty] | 50.96% | 0.34386
[10 empty] | 50.96% | 0.34386
[10 empty] | 50.97% | 0.34384
[10 empty] | 50.97% | 0.34383
[10 empty] | 50.97% | 0.34383
[10 empty] | 50.98% | 0.34383
[10 empty] | 50.98% | 0.34382
[10 empty] | 50.98% | 0.34382
[10 empty] | 50.98% | 0.3438
[10 empty] | 50.99% | 0.3438
[10 empty] | 50.99% | 0.34379
[10 empty] | 50.99% | 0.34379
[10 empty] | 51% | 0.34378
[10 empty] | 51% | 0.34377
[10 empty] | 51% | 0.34377
[10 empty] | 51% | 0.34373
[10 empty] | 51.01% | 0.34373
[10 empty] | 51.01% | 0.34373
[10 empty] | 51.01% | 0.34369
[10 empty] | 51.02% | 0.34369
[10 empty] | 51.02% | 0.34369
[10 empty] | 51.02% | 0.34367
[10 empty] | 51.02% | 0.34366
[10 empty] | 51.03% | 0.34365
[10 empty] | 51.03% | 0.34365
[10 empty] | 51.03% | 0.34363
[10 empty] | 51.04% | 0.34363
[10 empty] | 51.04% | 0.34359
[10 empty] | 51.04% | 0.34357
[10 empty] | 51.04% | 0.34357
[10 empty] | 51.05% | 0.34356
[10 empty] | 51.05% | 0.34355
[10 empty] | 51.05% | 0.34354
[10 empty] | 51.06% | 0.34352
[10 empty] | 51.06% | 0.34352
[10 empty] | 51.06% | 0.34351
[10 empty] | 51.06% | 0.3435
[10 empty] | 51.07% | 0.34349
[10 empty] | 51.07% | 0.34348
[10 empty] | 51.07% | 0.34347
[10 empty] | 51.08% | 0.34346
[10 empty] | 51.08% | 0.34346
[10 empty] | 51.08% | 0.34345
[10 empty] | 51.08% | 0.34343
[10 empty] | 51.09% | 0.34343
[10 empty] | 51.09% | 0.34338
[10 empty] | 51.09% | 0.34338
[10 empty] | 51.1% | 0.34337
[10 empty] | 51.1% | 0.34335
[10 empty] | 51.1% | 0.34335
[10 empty] | 51.1% | 0.34332
[10 empty] | 51.11% | 0.3433
[10 empty] | 51.11% | 0.34329
[10 empty] | 51.11% | 0.34328
[10 empty] | 51.12% | 0.34328
[10 empty] | 51.12% | 0.34327
[10 empty] | 51.12% | 0.34325
[10 empty] | 51.12% | 0.34323
[10 empty] | 51.13% | 0.34323
[10 empty] | 51.13% | 0.34322
[10 empty] | 51.13% | 0.34322
[10 empty] | 51.14% | 0.34321
[10 empty] | 51.14% | 0.3432
[10 empty] | 51.14% | 0.34319
[10 empty] | 51.14% | 0.34319
[10 empty] | 51.15% | 0.34318
[10 empty] | 51.15% | 0.34317
[10 empty] | 51.15% | 0.34317
[10 empty] | 51.16% | 0.34316
[10 empty] | 51.16% | 0.34316
[10 empty] | 51.16% | 0.34314
[10 empty] | 51.16% | 0.34314
[10 empty] | 51.17% | 0.34313
[10 empty] | 51.17% | 0.34312
[10 empty] | 51.17% | 0.34312
[10 empty] | 51.18% | 0.34312
[10 empty] | 51.18% | 0.34312
[10 empty] | 51.18% | 0.3431
[10 empty] | 51.18% | 0.3431
[10 empty] | 51.19% | 0.3431
[10 empty] | 51.19% | 0.3431
[10 empty] | 51.19% | 0.34309
[10 empty] | 51.2% | 0.34309
[10 empty] | 51.2% | 0.34308
[10 empty] | 51.2% | 0.34308
[10 empty] | 51.2% | 0.34308
[10 empty] | 51.21% | 0.34307
[10 empty] | 51.21% | 0.34304
[10 empty] | 51.21% | 0.34304
[10 empty] | 51.22% | 0.34304
[10 empty] | 51.22% | 0.34303
[10 empty] | 51.22% | 0.34303
[10 empty] | 51.22% | 0.34303
[10 empty] | 51.23% | 0.34301
[10 empty] | 51.23% | 0.343
[10 empty] | 51.23% | 0.343
[10 empty] | 51.24% | 0.34299
[10 empty] | 51.24% | 0.34298
[10 empty] | 51.24% | 0.34297
[10 empty] | 51.24% | 0.34296
[10 empty] | 51.25% | 0.34296
[10 empty] | 51.25% | 0.34296
[10 empty] | 51.25% | 0.34295
[10 empty] | 51.26% | 0.34294
[10 empty] | 51.26% | 0.34293
[10 empty] | 51.26% | 0.34293
[10 empty] | 51.26% | 0.34292
[10 empty] | 51.27% | 0.34291
[10 empty] | 51.27% | 0.3429
[10 empty] | 51.27% | 0.34289
[10 empty] | 51.28% | 0.34288
[10 empty] | 51.28% | 0.34287
[10 empty] | 51.28% | 0.34286
[10 empty] | 51.28% | 0.34286
[10 empty] | 51.29% | 0.34285
[10 empty] | 51.29% | 0.34285
[10 empty] | 51.29% | 0.34283
[10 empty] | 51.3% | 0.34283
[10 empty] | 51.3% | 0.34282
[10 empty] | 51.3% | 0.34281
[10 empty] | 51.3% | 0.34281
[10 empty] | 51.31% | 0.34279
[10 empty] | 51.31% | 0.34279
[10 empty] | 51.31% | 0.34278
[10 empty] | 51.32% | 0.34278
[10 empty] | 51.32% | 0.34277
[10 empty] | 51.32% | 0.34277
[10 empty] | 51.32% | 0.34277
[10 empty] | 51.33% | 0.34275
[10 empty] | 51.33% | 0.34275
[10 empty] | 51.33% | 0.34275
[10 empty] | 51.34% | 0.34274
[10 empty] | 51.34% | 0.34274
[10 empty] | 51.34% | 0.34273
[10 empty] | 51.34% | 0.3427
[10 empty] | 51.35% | 0.34269
[10 empty] | 51.35% | 0.34266
[10 empty] | 51.35% | 0.34266
[10 empty] | 51.36% | 0.34266
[10 empty] | 51.36% | 0.34265
[10 empty] | 51.36% | 0.34265
[10 empty] | 51.36% | 0.34259
[10 empty] | 51.37% | 0.34258
[10 empty] | 51.37% | 0.34258
[10 empty] | 51.37% | 0.34257
[10 empty] | 51.38% | 0.34257
[10 empty] | 51.38% | 0.34257
[10 empty] | 51.38% | 0.34257
[10 empty] | 51.38% | 0.34255
[10 empty] | 51.39% | 0.34255
[10 empty] | 51.39% | 0.34252
[10 empty] | 51.39% | 0.34251
[10 empty] | 51.4% | 0.3425
[10 empty] | 51.4% | 0.34249
[10 empty] | 51.4% | 0.34249
[10 empty] | 51.4% | 0.34249
[10 empty] | 51.41% | 0.34248
[10 empty] | 51.41% | 0.34248
[10 empty] | 51.41% | 0.34248
[10 empty] | 51.42% | 0.34247
[10 empty] | 51.42% | 0.34246
[10 empty] | 51.42% | 0.34246
[10 empty] | 51.42% | 0.34244
[10 empty] | 51.43% | 0.34242
[10 empty] | 51.43% | 0.34241
[10 empty] | 51.43% | 0.3424
[10 empty] | 51.44% | 0.3424
[10 empty] | 51.44% | 0.34239
[10 empty] | 51.44% | 0.34239
[10 empty] | 51.44% | 0.34239
[10 empty] | 51.45% | 0.34238
[10 empty] | 51.45% | 0.34238
[10 empty] | 51.45% | 0.34238
[10 empty] | 51.46% | 0.34237
[10 empty] | 51.46% | 0.34236
[10 empty] | 51.46% | 0.34235
[10 empty] | 51.46% | 0.34234
[10 empty] | 51.47% | 0.34233
[10 empty] | 51.47% | 0.34233
[10 empty] | 51.47% | 0.34232
[10 empty] | 51.48% | 0.34231
[10 empty] | 51.48% | 0.34231
[10 empty] | 51.48% | 0.34231
[10 empty] | 51.48% | 0.34229
[10 empty] | 51.49% | 0.34229
[10 empty] | 51.49% | 0.34228
[10 empty] | 51.49% | 0.34227
[10 empty] | 51.5% | 0.34227
[10 empty] | 51.5% | 0.34227
[10 empty] | 51.5% | 0.34226
[10 empty] | 51.5% | 0.34226
[10 empty] | 51.51% | 0.34226
[10 empty] | 51.51% | 0.34224
[10 empty] | 51.51% | 0.34224
[10 empty] | 51.52% | 0.34222
[10 empty] | 51.52% | 0.34222
[10 empty] | 51.52% | 0.3422
[10 empty] | 51.52% | 0.3422
[10 empty] | 51.53% | 0.34219
[10 empty] | 51.53% | 0.34218
[10 empty] | 51.53% | 0.34218
[10 empty] | 51.54% | 0.34217
[10 empty] | 51.54% | 0.34216
[10 empty] | 51.54% | 0.34216
[10 empty] | 51.54% | 0.34215
[10 empty] | 51.55% | 0.34214
[10 empty] | 51.55% | 0.34212
[10 empty] | 51.55% | 0.34212
[10 empty] | 51.56% | 0.34212
[10 empty] | 51.56% | 0.34211
[10 empty] | 51.56% | 0.34211
[10 empty] | 51.56% | 0.34211
[10 empty] | 51.57% | 0.34211
[10 empty] | 51.57% | 0.34211
[10 empty] | 51.57% | 0.3421
[10 empty] | 51.58% | 0.3421
[10 empty] | 51.58% | 0.3421
[10 empty] | 51.58% | 0.34207
[10 empty] | 51.58% | 0.34207
[10 empty] | 51.59% | 0.34205
[10 empty] | 51.59% | 0.34205
[10 empty] | 51.59% | 0.34205
[10 empty] | 51.6% | 0.34204
[10 empty] | 51.6% | 0.34204
[10 empty] | 51.6% | 0.34203
[10 empty] | 51.6% | 0.34203
[10 empty] | 51.61% | 0.34202
[10 empty] | 51.61% | 0.34202
[10 empty] | 51.61% | 0.34201
[10 empty] | 51.62% | 0.34201
[10 empty] | 51.62% | 0.34201
[10 empty] | 51.62% | 0.342
[10 empty] | 51.62% | 0.342
[10 empty] | 51.63% | 0.34199
[10 empty] | 51.63% | 0.34198
[10 empty] | 51.63% | 0.34198
[10 empty] | 51.64% | 0.34196
[10 empty] | 51.64% | 0.34196
[10 empty] | 51.64% | 0.34195
[10 empty] | 51.64% | 0.34193
[10 empty] | 51.65% | 0.34191
[10 empty] | 51.65% | 0.34191
[10 empty] | 51.65% | 0.34191
[10 empty] | 51.66% | 0.34191
[10 empty] | 51.66% | 0.34191
[10 empty] | 51.66% | 0.3419
[10 empty] | 51.66% | 0.34189
[10 empty] | 51.67% | 0.34187
[10 empty] | 51.67% | 0.34186
[10 empty] | 51.67% | 0.34185
[10 empty] | 51.68% | 0.34185
[10 empty] | 51.68% | 0.34184
[10 empty] | 51.68% | 0.34184
[10 empty] | 51.68% | 0.34182
[10 empty] | 51.69% | 0.34182
[10 empty] | 51.69% | 0.34181
[10 empty] | 51.69% | 0.3418
[10 empty] | 51.7% | 0.3418
[10 empty] | 51.7% | 0.34179
[10 empty] | 51.7% | 0.34178
[10 empty] | 51.7% | 0.34178
[10 empty] | 51.71% | 0.34178
[10 empty] | 51.71% | 0.34178
[10 empty] | 51.71% | 0.34178
[10 empty] | 51.72% | 0.34178
[10 empty] | 51.72% | 0.34177
[10 empty] | 51.72% | 0.34177
[10 empty] | 51.72% | 0.34176
[10 empty] | 51.73% | 0.34175
[10 empty] | 51.73% | 0.34174
[10 empty] | 51.73% | 0.34173
[10 empty] | 51.74% | 0.34173
[10 empty] | 51.74% | 0.34172
[10 empty] | 51.74% | 0.34172
[10 empty] | 51.74% | 0.34171
[10 empty] | 51.75% | 0.34171
[10 empty] | 51.75% | 0.34171
[10 empty] | 51.75% | 0.34171
[10 empty] | 51.76% | 0.34169
[10 empty] | 51.76% | 0.34168
[10 empty] | 51.76% | 0.34168
[10 empty] | 51.76% | 0.34168
[10 empty] | 51.77% | 0.34167
[10 empty] | 51.77% | 0.34167
[10 empty] | 51.77% | 0.34167
[10 empty] | 51.78% | 0.34167
[10 empty] | 51.78% | 0.34167
[10 empty] | 51.78% | 0.34166
[10 empty] | 51.78% | 0.34165
[10 empty] | 51.79% | 0.34165
[10 empty] | 51.79% | 0.34163
[10 empty] | 51.79% | 0.34163
[10 empty] | 51.79% | 0.34162
[10 empty] | 51.8% | 0.34161
[10 empty] | 51.8% | 0.3416
[10 empty] | 51.8% | 0.34158
[10 empty] | 51.81% | 0.34158
[10 empty] | 51.81% | 0.34158
[10 empty] | 51.81% | 0.34158
[10 empty] | 51.81% | 0.34158
[10 empty] | 51.82% | 0.34157
[10 empty] | 51.82% | 0.34155
[10 empty] | 51.82% | 0.34153
[10 empty] | 51.83% | 0.34151
[10 empty] | 51.83% | 0.34151
[10 empty] | 51.83% | 0.34149
[10 empty] | 51.83% | 0.34149
[10 empty] | 51.84% | 0.34149
[10 empty] | 51.84% | 0.34148
[10 empty] | 51.84% | 0.34146
[10 empty] | 51.85% | 0.34146
[10 empty] | 51.85% | 0.34145
[10 empty] | 51.85% | 0.34143
[10 empty] | 51.85% | 0.34143
[10 empty] | 51.86% | 0.34142
[10 empty] | 51.86% | 0.34142
[10 empty] | 51.86% | 0.34141
[10 empty] | 51.87% | 0.3414
[10 empty] | 51.87% | 0.3414
[10 empty] | 51.87% | 0.34139
[10 empty] | 51.87% | 0.34139
[10 empty] | 51.88% | 0.34138
[10 empty] | 51.88% | 0.34137
[10 empty] | 51.88% | 0.34136
[10 empty] | 51.89% | 0.34136
[10 empty] | 51.89% | 0.34134
[10 empty] | 51.89% | 0.34133
[10 empty] | 51.89% | 0.34132
[10 empty] | 51.9% | 0.34132
[10 empty] | 51.9% | 0.34131
[10 empty] | 51.9% | 0.34131
[10 empty] | 51.91% | 0.3413
[10 empty] | 51.91% | 0.34129
[10 empty] | 51.91% | 0.34128
[10 empty] | 51.91% | 0.34126
[10 empty] | 51.92% | 0.34126
[10 empty] | 51.92% | 0.34125
[10 empty] | 51.92% | 0.34125
[10 empty] | 51.93% | 0.34124
[10 empty] | 51.93% | 0.34124
[10 empty] | 51.93% | 0.34122
[10 empty] | 51.93% | 0.34121
[10 empty] | 51.94% | 0.34121
[10 empty] | 51.94% | 0.34121
[10 empty] | 51.94% | 0.3412
[10 empty] | 51.95% | 0.3412
[10 empty] | 51.95% | 0.34119
[10 empty] | 51.95% | 0.34117
[10 empty] | 51.95% | 0.34116
[10 empty] | 51.96% | 0.34116
[10 empty] | 51.96% | 0.34114
[10 empty] | 51.96% | 0.34113
[10 empty] | 51.97% | 0.34112
[10 empty] | 51.97% | 0.34111
[10 empty] | 51.97% | 0.34111
[10 empty] | 51.97% | 0.3411
[10 empty] | 51.98% | 0.3411
[10 empty] | 51.98% | 0.3411
[10 empty] | 51.98% | 0.3411
[10 empty] | 51.99% | 0.34109
[10 empty] | 51.99% | 0.34109
[10 empty] | 51.99% | 0.34108
[10 empty] | 51.99% | 0.34108
[10 empty] | 52% | 0.34107
[10 empty] | 52% | 0.34106
[10 empty] | 52% | 0.34106
[10 empty] | 52.01% | 0.34104
[10 empty] | 52.01% | 0.34103
[10 empty] | 52.01% | 0.34103
[10 empty] | 52.01% | 0.34103
[10 empty] | 52.02% | 0.34103
[10 empty] | 52.02% | 0.34102
[10 empty] | 52.02% | 0.34102
[10 empty] | 52.03% | 0.34102
[10 empty] | 52.03% | 0.34101
[10 empty] | 52.03% | 0.341
[10 empty] | 52.03% | 0.34098
[10 empty] | 52.04% | 0.34097
[10 empty] | 52.04% | 0.34097
[10 empty] | 52.04% | 0.34097
[10 empty] | 52.05% | 0.34096
[10 empty] | 52.05% | 0.34096
[10 empty] | 52.05% | 0.34095
[10 empty] | 52.05% | 0.34093
[10 empty] | 52.06% | 0.34093
[10 empty] | 52.06% | 0.34092
[10 empty] | 52.06% | 0.34091
[10 empty] | 52.07% | 0.34091
[10 empty] | 52.07% | 0.34089
[10 empty] | 52.07% | 0.34087
[10 empty] | 52.07% | 0.34085
[10 empty] | 52.08% | 0.34085
[10 empty] | 52.08% | 0.34084
[10 empty] | 52.08% | 0.34084
[10 empty] | 52.09% | 0.34084
[10 empty] | 52.09% | 0.34084
[10 empty] | 52.09% | 0.34083
[10 empty] | 52.09% | 0.34083
[10 empty] | 52.1% | 0.34082
[10 empty] | 52.1% | 0.34082
[10 empty] | 52.1% | 0.34082
[10 empty] | 52.11% | 0.34082
[10 empty] | 52.11% | 0.3408
[10 empty] | 52.11% | 0.3408
[10 empty] | 52.11% | 0.34079
[10 empty] | 52.12% | 0.34079
[10 empty] | 52.12% | 0.34078
[10 empty] | 52.12% | 0.34077
[10 empty] | 52.13% | 0.34076
[10 empty] | 52.13% | 0.34075
[10 empty] | 52.13% | 0.34075
[10 empty] | 52.13% | 0.34074
[10 empty] | 52.14% | 0.34073
[10 empty] | 52.14% | 0.34073
[10 empty] | 52.14% | 0.34073
[10 empty] | 52.15% | 0.34073
[10 empty] | 52.15% | 0.34072
[10 empty] | 52.15% | 0.34069
[10 empty] | 52.15% | 0.34069
[10 empty] | 52.16% | 0.34069
[10 empty] | 52.16% | 0.34069
[10 empty] | 52.16% | 0.34069
[10 empty] | 52.17% | 0.34068
[10 empty] | 52.17% | 0.34068
[10 empty] | 52.17% | 0.34068
[10 empty] | 52.17% | 0.34068
[10 empty] | 52.18% | 0.34068
[10 empty] | 52.18% | 0.34067
[10 empty] | 52.18% | 0.34067
[10 empty] | 52.19% | 0.34066
[10 empty] | 52.19% | 0.34065
[10 empty] | 52.19% | 0.34064
[10 empty] | 52.19% | 0.34064
[10 empty] | 52.2% | 0.34064
[10 empty] | 52.2% | 0.34063
[10 empty] | 52.2% | 0.34063
[10 empty] | 52.21% | 0.34063
[10 empty] | 52.21% | 0.34062
[10 empty] | 52.21% | 0.34061
[10 empty] | 52.21% | 0.34058
[10 empty] | 52.22% | 0.34057
[10 empty] | 52.22% | 0.34057
[10 empty] | 52.22% | 0.34057
[10 empty] | 52.23% | 0.34057
[10 empty] | 52.23% | 0.34056
[10 empty] | 52.23% | 0.34055
[10 empty] | 52.23% | 0.34054
[10 empty] | 52.24% | 0.34054
[10 empty] | 52.24% | 0.34052
[10 empty] | 52.24% | 0.34051
[10 empty] | 52.25% | 0.34049
[10 empty] | 52.25% | 0.34048
[10 empty] | 52.25% | 0.34048
[10 empty] | 52.25% | 0.34046
[10 empty] | 52.26% | 0.34046
[10 empty] | 52.26% | 0.34045
[10 empty] | 52.26% | 0.34044
[10 empty] | 52.27% | 0.34043
[10 empty] | 52.27% | 0.34043
[10 empty] | 52.27% | 0.34042
[10 empty] | 52.27% | 0.34041
[10 empty] | 52.28% | 0.3404
[10 empty] | 52.28% | 0.3404
[10 empty] | 52.28% | 0.34039
[10 empty] | 52.29% | 0.34035
[10 empty] | 52.29% | 0.34035
[10 empty] | 52.29% | 0.34035
[10 empty] | 52.29% | 0.34033
[10 empty] | 52.3% | 0.34033
[10 empty] | 52.3% | 0.34033
[10 empty] | 52.3% | 0.34032
[10 empty] | 52.31% | 0.34032
[10 empty] | 52.31% | 0.34031
[10 empty] | 52.31% | 0.34029
[10 empty] | 52.31% | 0.34029
[10 empty] | 52.32% | 0.34028
[10 empty] | 52.32% | 0.34027
[10 empty] | 52.32% | 0.34027
[10 empty] | 52.33% | 0.34026
[10 empty] | 52.33% | 0.34025
[10 empty] | 52.33% | 0.34025
[10 empty] | 52.33% | 0.34024
[10 empty] | 52.34% | 0.34024
[10 empty] | 52.34% | 0.34023
[10 empty] | 52.34% | 0.34022
[10 empty] | 52.35% | 0.34021
[10 empty] | 52.35% | 0.34019
[10 empty] | 52.35% | 0.34019
[10 empty] | 52.35% | 0.34019
[10 empty] | 52.36% | 0.34018
[10 empty] | 52.36% | 0.34018
[10 empty] | 52.36% | 0.34015
[10 empty] | 52.37% | 0.34014
[10 empty] | 52.37% | 0.34014
[10 empty] | 52.37% | 0.34014
[10 empty] | 52.37% | 0.34013
[10 empty] | 52.38% | 0.34011
[10 empty] | 52.38% | 0.3401
[10 empty] | 52.38% | 0.34009
[10 empty] | 52.39% | 0.34008
[10 empty] | 52.39% | 0.34007
[10 empty] | 52.39% | 0.34007
[10 empty] | 52.39% | 0.34007
[10 empty] | 52.4% | 0.34006
[10 empty] | 52.4% | 0.34006
[10 empty] | 52.4% | 0.34005
[10 empty] | 52.41% | 0.34005
[10 empty] | 52.41% | 0.34004
[10 empty] | 52.41% | 0.34004
[10 empty] | 52.41% | 0.34003
[10 empty] | 52.42% | 0.34002
[10 empty] | 52.42% | 0.34002
[10 empty] | 52.42% | 0.34
[10 empty] | 52.43% | 0.34
[10 empty] | 52.43% | 0.33999
[10 empty] | 52.43% | 0.33999
[10 empty] | 52.43% | 0.33998
[10 empty] | 52.44% | 0.33997
[10 empty] | 52.44% | 0.33997
[10 empty] | 52.44% | 0.33996
[10 empty] | 52.45% | 0.33996
[10 empty] | 52.45% | 0.33995
[10 empty] | 52.45% | 0.33994
[10 empty] | 52.45% | 0.33994
[10 empty] | 52.46% | 0.33993
[10 empty] | 52.46% | 0.33993
[10 empty] | 52.46% | 0.33992
[10 empty] | 52.47% | 0.33992
[10 empty] | 52.47% | 0.33991
[10 empty] | 52.47% | 0.3399
[10 empty] | 52.47% | 0.3399
[10 empty] | 52.48% | 0.33988
[10 empty] | 52.48% | 0.33987
[10 empty] | 52.48% | 0.33986
[10 empty] | 52.49% | 0.33986
[10 empty] | 52.49% | 0.33985
[10 empty] | 52.49% | 0.33983
[10 empty] | 52.49% | 0.33982
[10 empty] | 52.5% | 0.33982
[10 empty] | 52.5% | 0.33981
[10 empty] | 52.5% | 0.33981
[10 empty] | 52.51% | 0.33981
[10 empty] | 52.51% | 0.3398
[10 empty] | 52.51% | 0.33979
[10 empty] | 52.51% | 0.33979
[10 empty] | 52.52% | 0.33978
[10 empty] | 52.52% | 0.33976
[10 empty] | 52.52% | 0.33976
[10 empty] | 52.53% | 0.33976
[10 empty] | 52.53% | 0.33975
[10 empty] | 52.53% | 0.33975
[10 empty] | 52.53% | 0.33974
[10 empty] | 52.54% | 0.33974
[10 empty] | 52.54% | 0.33973
[10 empty] | 52.54% | 0.33972
[10 empty] | 52.55% | 0.3397
[10 empty] | 52.55% | 0.3397
[10 empty] | 52.55% | 0.33969
[10 empty] | 52.55% | 0.33968
[10 empty] | 52.56% | 0.33967
[10 empty] | 52.56% | 0.33967
[10 empty] | 52.56% | 0.33966
[10 empty] | 52.57% | 0.33965
[10 empty] | 52.57% | 0.33964
[10 empty] | 52.57% | 0.33964
[10 empty] | 52.57% | 0.33962
[10 empty] | 52.58% | 0.33962
[10 empty] | 52.58% | 0.33961
[10 empty] | 52.58% | 0.33961
[10 empty] | 52.59% | 0.33961
[10 empty] | 52.59% | 0.3396
[10 empty] | 52.59% | 0.3396
[10 empty] | 52.59% | 0.3396
[10 empty] | 52.6% | 0.33958
[10 empty] | 52.6% | 0.33958
[10 empty] | 52.6% | 0.33957
[10 empty] | 52.61% | 0.33956
[10 empty] | 52.61% | 0.33956
[10 empty] | 52.61% | 0.33955
[10 empty] | 52.61% | 0.33955
[10 empty] | 52.62% | 0.33954
[10 empty] | 52.62% | 0.33954
[10 empty] | 52.62% | 0.33953
[10 empty] | 52.63% | 0.33953
[10 empty] | 52.63% | 0.33953
[10 empty] | 52.63% | 0.33951
[10 empty] | 52.63% | 0.3395
[10 empty] | 52.64% | 0.33948
[10 empty] | 52.64% | 0.33947
[10 empty] | 52.64% | 0.33947
[10 empty] | 52.65% | 0.33943
[10 empty] | 52.65% | 0.33943
[10 empty] | 52.65% | 0.33942
[10 empty] | 52.65% | 0.33942
[10 empty] | 52.66% | 0.33942
[10 empty] | 52.66% | 0.33942
[10 empty] | 52.66% | 0.33942
[10 empty] | 52.67% | 0.33941
[10 empty] | 52.67% | 0.3394
[10 empty] | 52.67% | 0.3394
[10 empty] | 52.67% | 0.3394
[10 empty] | 52.68% | 0.3394
[10 empty] | 52.68% | 0.3394
[10 empty] | 52.68% | 0.33939
[10 empty] | 52.69% | 0.33938
[10 empty] | 52.69% | 0.33938
[10 empty] | 52.69% | 0.33937
[10 empty] | 52.69% | 0.33937
[10 empty] | 52.7% | 0.33937
[10 empty] | 52.7% | 0.33937
[10 empty] | 52.7% | 0.33937
[10 empty] | 52.71% | 0.33937
[10 empty] | 52.71% | 0.33937
[10 empty] | 52.71% | 0.33936
[10 empty] | 52.71% | 0.33936
[10 empty] | 52.72% | 0.33935
[10 empty] | 52.72% | 0.33934
[10 empty] | 52.72% | 0.33934
[10 empty] | 52.73% | 0.33934
[10 empty] | 52.73% | 0.33934
[10 empty] | 52.73% | 0.33934
[10 empty] | 52.73% | 0.33934
[10 empty] | 52.74% | 0.33933
[10 empty] | 52.74% | 0.33933
[10 empty] | 52.74% | 0.33932
[10 empty] | 52.75% | 0.33931
[10 empty] | 52.75% | 0.33931
[10 empty] | 52.75% | 0.3393
[10 empty] | 52.75% | 0.33929
[10 empty] | 52.76% | 0.33929
[10 empty] | 52.76% | 0.33929
[10 empty] | 52.76% | 0.33928
[10 empty] | 52.77% | 0.33927
[10 empty] | 52.77% | 0.33926
[10 empty] | 52.77% | 0.33925
[10 empty] | 52.77% | 0.33925
[10 empty] | 52.78% | 0.33924
[10 empty] | 52.78% | 0.33924
[10 empty] | 52.78% | 0.33923
[10 empty] | 52.79% | 0.33923
[10 empty] | 52.79% | 0.33922
[10 empty] | 52.79% | 0.33921
[10 empty] | 52.79% | 0.33921
[10 empty] | 52.8% | 0.33921
[10 empty] | 52.8% | 0.3392
[10 empty] | 52.8% | 0.3392
[10 empty] | 52.81% | 0.3392
[10 empty] | 52.81% | 0.33918
[10 empty] | 52.81% | 0.33917
[10 empty] | 52.81% | 0.33916
[10 empty] | 52.82% | 0.33915
[10 empty] | 52.82% | 0.33915
[10 empty] | 52.82% | 0.33914
[10 empty] | 52.83% | 0.33914
[10 empty] | 52.83% | 0.33913
[10 empty] | 52.83% | 0.33913
[10 empty] | 52.83% | 0.33912
[10 empty] | 52.84% | 0.33912
[10 empty] | 52.84% | 0.33912
[10 empty] | 52.84% | 0.33911
[10 empty] | 52.85% | 0.3391
[10 empty] | 52.85% | 0.3391
[10 empty] | 52.85% | 0.33909
[10 empty] | 52.85% | 0.33909
[10 empty] | 52.86% | 0.33908
[10 empty] | 52.86% | 0.33905
[10 empty] | 52.86% | 0.33905
[10 empty] | 52.87% | 0.33904
[10 empty] | 52.87% | 0.33904
[10 empty] | 52.87% | 0.33903
[10 empty] | 52.87% | 0.33902
[10 empty] | 52.88% | 0.33902
[10 empty] | 52.88% | 0.339
[10 empty] | 52.88% | 0.33899
[10 empty] | 52.89% | 0.33899
[10 empty] | 52.89% | 0.33898
[10 empty] | 52.89% | 0.33898
[10 empty] | 52.89% | 0.33898
[10 empty] | 52.9% | 0.33897
[10 empty] | 52.9% | 0.33897
[10 empty] | 52.9% | 0.33896
[10 empty] | 52.91% | 0.33896
[10 empty] | 52.91% | 0.33894
[10 empty] | 52.91% | 0.33894
[10 empty] | 52.91% | 0.33893
[10 empty] | 52.92% | 0.33893
[10 empty] | 52.92% | 0.33893
[10 empty] | 52.92% | 0.33893
[10 empty] | 52.93% | 0.33892
[10 empty] | 52.93% | 0.33891
[10 empty] | 52.93% | 0.3389
[10 empty] | 52.93% | 0.3389
[10 empty] | 52.94% | 0.3389
[10 empty] | 52.94% | 0.33889
[10 empty] | 52.94% | 0.33888
[10 empty] | 52.95% | 0.33888
[10 empty] | 52.95% | 0.33887
[10 empty] | 52.95% | 0.33886
[10 empty] | 52.95% | 0.33885
[10 empty] | 52.96% | 0.33885
[10 empty] | 52.96% | 0.33885
[10 empty] | 52.96% | 0.33884
[10 empty] | 52.97% | 0.33883
[10 empty] | 52.97% | 0.33883
[10 empty] | 52.97% | 0.33882
[10 empty] | 52.97% | 0.33882
[10 empty] | 52.98% | 0.3388
[10 empty] | 52.98% | 0.33879
[10 empty] | 52.98% | 0.33879
[10 empty] | 52.98% | 0.33878
[10 empty] | 52.99% | 0.33878
[10 empty] | 52.99% | 0.33878
[10 empty] | 52.99% | 0.33878
[10 empty] | 53% | 0.33876
[10 empty] | 53% | 0.33876
[10 empty] | 53% | 0.33876
[10 empty] | 53% | 0.33873
[10 empty] | 53.01% | 0.33873
[10 empty] | 53.01% | 0.33872
[10 empty] | 53.01% | 0.33872
[10 empty] | 53.02% | 0.33871
[10 empty] | 53.02% | 0.33871
[10 empty] | 53.02% | 0.3387
[10 empty] | 53.02% | 0.33869
[10 empty] | 53.03% | 0.33869
[10 empty] | 53.03% | 0.33868
[10 empty] | 53.03% | 0.33867
[10 empty] | 53.04% | 0.33867
[10 empty] | 53.04% | 0.33866
[10 empty] | 53.04% | 0.33865
[10 empty] | 53.04% | 0.33863
[10 empty] | 53.05% | 0.33862
[10 empty] | 53.05% | 0.33862
[10 empty] | 53.05% | 0.33862
[10 empty] | 53.06% | 0.33861
[10 empty] | 53.06% | 0.33861
[10 empty] | 53.06% | 0.33859
[10 empty] | 53.06% | 0.33858
[10 empty] | 53.07% | 0.33857
[10 empty] | 53.07% | 0.33857
[10 empty] | 53.07% | 0.33857
[10 empty] | 53.08% | 0.33857
[10 empty] | 53.08% | 0.33856
[10 empty] | 53.08% | 0.33856
[10 empty] | 53.08% | 0.33855
[10 empty] | 53.09% | 0.33855
[10 empty] | 53.09% | 0.33853
[10 empty] | 53.09% | 0.33852
[10 empty] | 53.1% | 0.33852
[10 empty] | 53.1% | 0.33851
[10 empty] | 53.1% | 0.3385
[10 empty] | 53.1% | 0.3385
[10 empty] | 53.11% | 0.3385
[10 empty] | 53.11% | 0.33847
[10 empty] | 53.11% | 0.33847
[10 empty] | 53.12% | 0.33846
[10 empty] | 53.12% | 0.33844
[10 empty] | 53.12% | 0.33844
[10 empty] | 53.12% | 0.33842
[10 empty] | 53.13% | 0.33842
[10 empty] | 53.13% | 0.33841
[10 empty] | 53.13% | 0.33841
[10 empty] | 53.14% | 0.33839
[10 empty] | 53.14% | 0.33839
[10 empty] | 53.14% | 0.33839
[10 empty] | 53.14% | 0.33838
[10 empty] | 53.15% | 0.33838
[10 empty] | 53.15% | 0.33837
[10 empty] | 53.15% | 0.33834
[10 empty] | 53.16% | 0.33833
[10 empty] | 53.16% | 0.33833
[10 empty] | 53.16% | 0.33833
[10 empty] | 53.16% | 0.33833
[10 empty] | 53.17% | 0.33832
[10 empty] | 53.17% | 0.33832
[10 empty] | 53.17% | 0.33832
[10 empty] | 53.18% | 0.33831
[10 empty] | 53.18% | 0.33831
[10 empty] | 53.18% | 0.33831
[10 empty] | 53.18% | 0.3383
[10 empty] | 53.19% | 0.33827
[10 empty] | 53.19% | 0.33827
[10 empty] | 53.19% | 0.33826
[10 empty] | 53.2% | 0.33825
[10 empty] | 53.2% | 0.33824
[10 empty] | 53.2% | 0.33824
[10 empty] | 53.2% | 0.33823
[10 empty] | 53.21% | 0.33822
[10 empty] | 53.21% | 0.33822
[10 empty] | 53.21% | 0.3382
[10 empty] | 53.22% | 0.33819
[10 empty] | 53.22% | 0.33819
[10 empty] | 53.22% | 0.33819
[10 empty] | 53.22% | 0.33819
[10 empty] | 53.23% | 0.33818
[10 empty] | 53.23% | 0.33818
[10 empty] | 53.23% | 0.33818
[10 empty] | 53.24% | 0.33818
[10 empty] | 53.24% | 0.33817
[10 empty] | 53.24% | 0.33816
[10 empty] | 53.24% | 0.33816
[10 empty] | 53.25% | 0.33814
[10 empty] | 53.25% | 0.33814
[10 empty] | 53.25% | 0.33814
[10 empty] | 53.26% | 0.33812
[10 empty] | 53.26% | 0.33812
[10 empty] | 53.26% | 0.33811
[10 empty] | 53.26% | 0.33811
[10 empty] | 53.27% | 0.33811
[10 empty] | 53.27% | 0.33809
[10 empty] | 53.27% | 0.33809
[10 empty] | 53.28% | 0.33808
[10 empty] | 53.28% | 0.33808
[10 empty] | 53.28% | 0.33808
[10 empty] | 53.28% | 0.33808
[10 empty] | 53.29% | 0.33806
[10 empty] | 53.29% | 0.33806
[10 empty] | 53.29% | 0.33804
[10 empty] | 53.3% | 0.33804
[10 empty] | 53.3% | 0.338
[10 empty] | 53.3% | 0.338
[10 empty] | 53.3% | 0.338
[10 empty] | 53.31% | 0.33799
[10 empty] | 53.31% | 0.33799
[10 empty] | 53.31% | 0.33799
[10 empty] | 53.32% | 0.33798
[10 empty] | 53.32% | 0.33798
[10 empty] | 53.32% | 0.33797
[10 empty] | 53.32% | 0.33794
[10 empty] | 53.33% | 0.33794
[10 empty] | 53.33% | 0.33793
[10 empty] | 53.33% | 0.33793
[10 empty] | 53.34% | 0.33792
[10 empty] | 53.34% | 0.33791
[10 empty] | 53.34% | 0.33788
[10 empty] | 53.34% | 0.33787
[10 empty] | 53.35% | 0.33786
[10 empty] | 53.35% | 0.33786
[10 empty] | 53.35% | 0.33784
[10 empty] | 53.36% | 0.33784
[10 empty] | 53.36% | 0.33783
[10 empty] | 53.36% | 0.33782
[10 empty] | 53.36% | 0.33782
[10 empty] | 53.37% | 0.33782
[10 empty] | 53.37% | 0.3378
[10 empty] | 53.37% | 0.33779
[10 empty] | 53.38% | 0.33779
[10 empty] | 53.38% | 0.33774
[10 empty] | 53.38% | 0.33772
[10 empty] | 53.38% | 0.33772
[10 empty] | 53.39% | 0.33771
[10 empty] | 53.39% | 0.33771
[10 empty] | 53.39% | 0.33771
[10 empty] | 53.4% | 0.33771
[10 empty] | 53.4% | 0.3377
[10 empty] | 53.4% | 0.33769
[10 empty] | 53.4% | 0.33767
[10 empty] | 53.41% | 0.33767
[10 empty] | 53.41% | 0.33766
[10 empty] | 53.41% | 0.33765
[10 empty] | 53.42% | 0.33765
[10 empty] | 53.42% | 0.33764
[10 empty] | 53.42% | 0.33764
[10 empty] | 53.42% | 0.33762
[10 empty] | 53.43% | 0.33762
[10 empty] | 53.43% | 0.33762
[10 empty] | 53.43% | 0.33761
[10 empty] | 53.44% | 0.33761
[10 empty] | 53.44% | 0.33759
[10 empty] | 53.44% | 0.33757
[10 empty] | 53.44% | 0.33757
[10 empty] | 53.45% | 0.33757
[10 empty] | 53.45% | 0.33755
[10 empty] | 53.45% | 0.33755
[10 empty] | 53.46% | 0.33755
[10 empty] | 53.46% | 0.33755
[10 empty] | 53.46% | 0.33755
[10 empty] | 53.46% | 0.33754
[10 empty] | 53.47% | 0.33752
[10 empty] | 53.47% | 0.33751
[10 empty] | 53.47% | 0.33751
[10 empty] | 53.48% | 0.33751
[10 empty] | 53.48% | 0.33751
[10 empty] | 53.48% | 0.3375
[10 empty] | 53.48% | 0.3375
[10 empty] | 53.49% | 0.33749
[10 empty] | 53.49% | 0.33749
[10 empty] | 53.49% | 0.33748
[10 empty] | 53.5% | 0.33748
[10 empty] | 53.5% | 0.33747
[10 empty] | 53.5% | 0.33746
[10 empty] | 53.5% | 0.33746
[10 empty] | 53.51% | 0.33745
[10 empty] | 53.51% | 0.33744
[10 empty] | 53.51% | 0.33744
[10 empty] | 53.52% | 0.33744
[10 empty] | 53.52% | 0.33744
[10 empty] | 53.52% | 0.33744
[10 empty] | 53.52% | 0.33743
[10 empty] | 53.53% | 0.33743
[10 empty] | 53.53% | 0.33742
[10 empty] | 53.53% | 0.33741
[10 empty] | 53.54% | 0.33741
[10 empty] | 53.54% | 0.3374
[10 empty] | 53.54% | 0.33737
[10 empty] | 53.54% | 0.33737
[10 empty] | 53.55% | 0.33737
[10 empty] | 53.55% | 0.33735
[10 empty] | 53.55% | 0.33735
[10 empty] | 53.56% | 0.33734
[10 empty] | 53.56% | 0.33734
[10 empty] | 53.56% | 0.33733
[10 empty] | 53.56% | 0.33733
[10 empty] | 53.57% | 0.33732
[10 empty] | 53.57% | 0.33731
[10 empty] | 53.57% | 0.33731
[10 empty] | 53.58% | 0.33731
[10 empty] | 53.58% | 0.33731
[10 empty] | 53.58% | 0.3373
[10 empty] | 53.58% | 0.3373
[10 empty] | 53.59% | 0.33729
[10 empty] | 53.59% | 0.33728
[10 empty] | 53.59% | 0.33727
[10 empty] | 53.6% | 0.33725
[10 empty] | 53.6% | 0.33725
[10 empty] | 53.6% | 0.33725
[10 empty] | 53.6% | 0.33724
[10 empty] | 53.61% | 0.33724
[10 empty] | 53.61% | 0.33724
[10 empty] | 53.61% | 0.33724
[10 empty] | 53.62% | 0.33723
[10 empty] | 53.62% | 0.33723
[10 empty] | 53.62% | 0.33722
[10 empty] | 53.62% | 0.33721
[10 empty] | 53.63% | 0.33721
[10 empty] | 53.63% | 0.33719
[10 empty] | 53.63% | 0.33718
[10 empty] | 53.64% | 0.33718
[10 empty] | 53.64% | 0.33717
[10 empty] | 53.64% | 0.33716
[10 empty] | 53.64% | 0.33714
[10 empty] | 53.65% | 0.33714
[10 empty] | 53.65% | 0.33714
[10 empty] | 53.65% | 0.33714
[10 empty] | 53.66% | 0.33714
[10 empty] | 53.66% | 0.33714
[10 empty] | 53.66% | 0.33714
[10 empty] | 53.66% | 0.33713
[10 empty] | 53.67% | 0.33713
[10 empty] | 53.67% | 0.33713
[10 empty] | 53.67% | 0.33711
[10 empty] | 53.68% | 0.33711
[10 empty] | 53.68% | 0.33711
[10 empty] | 53.68% | 0.3371
[10 empty] | 53.68% | 0.3371
[10 empty] | 53.69% | 0.33709
[10 empty] | 53.69% | 0.33709
[10 empty] | 53.69% | 0.33709
[10 empty] | 53.7% | 0.33709
[10 empty] | 53.7% | 0.33708
[10 empty] | 53.7% | 0.33708
[10 empty] | 53.7% | 0.33708
[10 empty] | 53.71% | 0.33706
[10 empty] | 53.71% | 0.33705
[10 empty] | 53.71% | 0.33704
[10 empty] | 53.72% | 0.33704
[10 empty] | 53.72% | 0.33704
[10 empty] | 53.72% | 0.33704
[10 empty] | 53.72% | 0.33703
[10 empty] | 53.73% | 0.33703
[10 empty] | 53.73% | 0.33702
[10 empty] | 53.73% | 0.33702
[10 empty] | 53.74% | 0.33701
[10 empty] | 53.74% | 0.337
[10 empty] | 53.74% | 0.337
[10 empty] | 53.74% | 0.33699
[10 empty] | 53.75% | 0.33699
[10 empty] | 53.75% | 0.33698
[10 empty] | 53.75% | 0.33698
[10 empty] | 53.76% | 0.33698
[10 empty] | 53.76% | 0.33698
[10 empty] | 53.76% | 0.33697
[10 empty] | 53.76% | 0.33696
[10 empty] | 53.77% | 0.33696
[10 empty] | 53.77% | 0.33695
[10 empty] | 53.77% | 0.33695
[10 empty] | 53.78% | 0.33694
[10 empty] | 53.78% | 0.33694
[10 empty] | 53.78% | 0.33693
[10 empty] | 53.78% | 0.33691
[10 empty] | 53.79% | 0.33691
[10 empty] | 53.79% | 0.3369
[10 empty] | 53.79% | 0.3369
[10 empty] | 53.8% | 0.33689
[10 empty] | 53.8% | 0.33689
[10 empty] | 53.8% | 0.33688
[10 empty] | 53.8% | 0.33687
[10 empty] | 53.81% | 0.33686
[10 empty] | 53.81% | 0.33685
[10 empty] | 53.81% | 0.33682
[10 empty] | 53.82% | 0.33682
[10 empty] | 53.82% | 0.33682
[10 empty] | 53.82% | 0.33681
[10 empty] | 53.82% | 0.3368
[10 empty] | 53.83% | 0.3368
[10 empty] | 53.83% | 0.33679
[10 empty] | 53.83% | 0.33679
[10 empty] | 53.84% | 0.33678
[10 empty] | 53.84% | 0.33678
[10 empty] | 53.84% | 0.33678
[10 empty] | 53.84% | 0.33676
[10 empty] | 53.85% | 0.33675
[10 empty] | 53.85% | 0.33673
[10 empty] | 53.85% | 0.33672
[10 empty] | 53.86% | 0.33671
[10 empty] | 53.86% | 0.33671
[10 empty] | 53.86% | 0.33671
[10 empty] | 53.86% | 0.3367
[10 empty] | 53.87% | 0.3367
[10 empty] | 53.87% | 0.33669
[10 empty] | 53.87% | 0.33668
[10 empty] | 53.88% | 0.33667
[10 empty] | 53.88% | 0.33666
[10 empty] | 53.88% | 0.33665
[10 empty] | 53.88% | 0.33664
[10 empty] | 53.89% | 0.33664
[10 empty] | 53.89% | 0.33662
[10 empty] | 53.89% | 0.33661
[10 empty] | 53.9% | 0.3366
[10 empty] | 53.9% | 0.33659
[10 empty] | 53.9% | 0.33659
[10 empty] | 53.9% | 0.33658
[10 empty] | 53.91% | 0.33658
[10 empty] | 53.91% | 0.33657
[10 empty] | 53.91% | 0.33657
[10 empty] | 53.92% | 0.33657
[10 empty] | 53.92% | 0.33656
[10 empty] | 53.92% | 0.33654
[10 empty] | 53.92% | 0.33654
[10 empty] | 53.93% | 0.33653
[10 empty] | 53.93% | 0.33653
[10 empty] | 53.93% | 0.33652
[10 empty] | 53.94% | 0.33651
[10 empty] | 53.94% | 0.33651
[10 empty] | 53.94% | 0.3365
[10 empty] | 53.94% | 0.3365
[10 empty] | 53.95% | 0.3365
[10 empty] | 53.95% | 0.33648
[10 empty] | 53.95% | 0.33646
[10 empty] | 53.96% | 0.33644
[10 empty] | 53.96% | 0.33643
[10 empty] | 53.96% | 0.33642
[10 empty] | 53.96% | 0.33642
[10 empty] | 53.97% | 0.33639
[10 empty] | 53.97% | 0.33639
[10 empty] | 53.97% | 0.33638
[10 empty] | 53.98% | 0.33638
[10 empty] | 53.98% | 0.33637
[10 empty] | 53.98% | 0.33637
[10 empty] | 53.98% | 0.33637
[10 empty] | 53.99% | 0.33636
[10 empty] | 53.99% | 0.33636
[10 empty] | 53.99% | 0.33634
[10 empty] | 54% | 0.33634
[10 empty] | 54% | 0.33634
[10 empty] | 54% | 0.3363
[10 empty] | 54% | 0.3363
[10 empty] | 54.01% | 0.3363
[10 empty] | 54.01% | 0.33629
[10 empty] | 54.01% | 0.33629
[10 empty] | 54.02% | 0.33629
[10 empty] | 54.02% | 0.33628
[10 empty] | 54.02% | 0.33628
[10 empty] | 54.02% | 0.33628
[10 empty] | 54.03% | 0.33628
[10 empty] | 54.03% | 0.33627
[10 empty] | 54.03% | 0.33627
[10 empty] | 54.04% | 0.33626
[10 empty] | 54.04% | 0.33625
[10 empty] | 54.04% | 0.33625
[10 empty] | 54.04% | 0.33621
[10 empty] | 54.05% | 0.3362
[10 empty] | 54.05% | 0.3362
[10 empty] | 54.05% | 0.33619
[10 empty] | 54.06% | 0.33618
[10 empty] | 54.06% | 0.33618
[10 empty] | 54.06% | 0.33616
[10 empty] | 54.06% | 0.33616
[10 empty] | 54.07% | 0.33616
[10 empty] | 54.07% | 0.33615
[10 empty] | 54.07% | 0.33615
[10 empty] | 54.08% | 0.33614
[10 empty] | 54.08% | 0.33614
[10 empty] | 54.08% | 0.33613
[10 empty] | 54.08% | 0.33612
[10 empty] | 54.09% | 0.33611
[10 empty] | 54.09% | 0.3361
[10 empty] | 54.09% | 0.33609
[10 empty] | 54.1% | 0.33609
[10 empty] | 54.1% | 0.33608
[10 empty] | 54.1% | 0.33608
[10 empty] | 54.1% | 0.33607
[10 empty] | 54.11% | 0.33607
[10 empty] | 54.11% | 0.33606
[10 empty] | 54.11% | 0.33605
[10 empty] | 54.12% | 0.33605
[10 empty] | 54.12% | 0.33604
[10 empty] | 54.12% | 0.33602
[10 empty] | 54.12% | 0.33602
[10 empty] | 54.13% | 0.336
[10 empty] | 54.13% | 0.33599
[10 empty] | 54.13% | 0.33599
[10 empty] | 54.14% | 0.33598
[10 empty] | 54.14% | 0.33597
[10 empty] | 54.14% | 0.33597
[10 empty] | 54.14% | 0.33597
[10 empty] | 54.15% | 0.33597
[10 empty] | 54.15% | 0.33596
[10 empty] | 54.15% | 0.33596
[10 empty] | 54.16% | 0.33596
[10 empty] | 54.16% | 0.33596
[10 empty] | 54.16% | 0.33594
[10 empty] | 54.16% | 0.33593
[10 empty] | 54.17% | 0.33593
[10 empty] | 54.17% | 0.33592
[10 empty] | 54.17% | 0.33592
[10 empty] | 54.17% | 0.33591
[10 empty] | 54.18% | 0.33591
[10 empty] | 54.18% | 0.33591
[10 empty] | 54.18% | 0.33591
[10 empty] | 54.19% | 0.3359
[10 empty] | 54.19% | 0.3359
[10 empty] | 54.19% | 0.33589
[10 empty] | 54.19% | 0.33589
[10 empty] | 54.2% | 0.33588
[10 empty] | 54.2% | 0.33588
[10 empty] | 54.2% | 0.33587
[10 empty] | 54.21% | 0.33585
[10 empty] | 54.21% | 0.33584
[10 empty] | 54.21% | 0.33583
[10 empty] | 54.21% | 0.33583
[10 empty] | 54.22% | 0.33581
[10 empty] | 54.22% | 0.3358
[10 empty] | 54.22% | 0.33579
[10 empty] | 54.23% | 0.33577
[10 empty] | 54.23% | 0.33577
[10 empty] | 54.23% | 0.33574
[10 empty] | 54.23% | 0.33573
[10 empty] | 54.24% | 0.33572
[10 empty] | 54.24% | 0.33572
[10 empty] | 54.24% | 0.33572
[10 empty] | 54.25% | 0.3357
[10 empty] | 54.25% | 0.3357
[10 empty] | 54.25% | 0.3357
[10 empty] | 54.25% | 0.3357
[10 empty] | 54.26% | 0.33569
[10 empty] | 54.26% | 0.33569
[10 empty] | 54.26% | 0.33569
[10 empty] | 54.27% | 0.33567
[10 empty] | 54.27% | 0.33566
[10 empty] | 54.27% | 0.33566
[10 empty] | 54.27% | 0.33566
[10 empty] | 54.28% | 0.33566
[10 empty] | 54.28% | 0.33565
[10 empty] | 54.28% | 0.33565
[10 empty] | 54.29% | 0.33563
[10 empty] | 54.29% | 0.33563
[10 empty] | 54.29% | 0.33563
[10 empty] | 54.29% | 0.33563
[10 empty] | 54.3% | 0.33562
[10 empty] | 54.3% | 0.33562
[10 empty] | 54.3% | 0.33561
[10 empty] | 54.31% | 0.3356
[10 empty] | 54.31% | 0.3356
[10 empty] | 54.31% | 0.33559
[10 empty] | 54.31% | 0.33558
[10 empty] | 54.32% | 0.33558
[10 empty] | 54.32% | 0.33557
[10 empty] | 54.32% | 0.33557
[10 empty] | 54.33% | 0.33556
[10 empty] | 54.33% | 0.33556
[10 empty] | 54.33% | 0.33556
[10 empty] | 54.33% | 0.33554
[10 empty] | 54.34% | 0.33554
[10 empty] | 54.34% | 0.33554
[10 empty] | 54.34% | 0.33554
[10 empty] | 54.35% | 0.33553
[10 empty] | 54.35% | 0.33552
[10 empty] | 54.35% | 0.33551
[10 empty] | 54.35% | 0.33549
[10 empty] | 54.36% | 0.33549
[10 empty] | 54.36% | 0.33548
[10 empty] | 54.36% | 0.33548
[10 empty] | 54.37% | 0.33547
[10 empty] | 54.37% | 0.33546
[10 empty] | 54.37% | 0.33545
[10 empty] | 54.37% | 0.33545
[10 empty] | 54.38% | 0.33544
[10 empty] | 54.38% | 0.33543
[10 empty] | 54.38% | 0.33543
[10 empty] | 54.39% | 0.3354
[10 empty] | 54.39% | 0.3354
[10 empty] | 54.39% | 0.33539
[10 empty] | 54.39% | 0.33539
[10 empty] | 54.4% | 0.33538
[10 empty] | 54.4% | 0.33537
[10 empty] | 54.4% | 0.33537
[10 empty] | 54.41% | 0.33536
[10 empty] | 54.41% | 0.33536
[10 empty] | 54.41% | 0.33536
[10 empty] | 54.41% | 0.33535
[10 empty] | 54.42% | 0.33535
[10 empty] | 54.42% | 0.33534
[10 empty] | 54.42% | 0.33533
[10 empty] | 54.43% | 0.33533
[10 empty] | 54.43% | 0.33532
[10 empty] | 54.43% | 0.33532
[10 empty] | 54.43% | 0.33531
[10 empty] | 54.44% | 0.33531
[10 empty] | 54.44% | 0.33531
[10 empty] | 54.44% | 0.3353
[10 empty] | 54.45% | 0.33529
[10 empty] | 54.45% | 0.33529
[10 empty] | 54.45% | 0.33528
[10 empty] | 54.45% | 0.33528
[10 empty] | 54.46% | 0.33528
[10 empty] | 54.46% | 0.33528
[10 empty] | 54.46% | 0.33527
[10 empty] | 54.47% | 0.33526
[10 empty] | 54.47% | 0.33526
[10 empty] | 54.47% | 0.33523
[10 empty] | 54.47% | 0.33523
[10 empty] | 54.48% | 0.33521
[10 empty] | 54.48% | 0.33521
[10 empty] | 54.48% | 0.3352
[10 empty] | 54.49% | 0.33519
[10 empty] | 54.49% | 0.33518
[10 empty] | 54.49% | 0.33518
[10 empty] | 54.49% | 0.33518
[10 empty] | 54.5% | 0.33517
[10 empty] | 54.5% | 0.33517
[10 empty] | 54.5% | 0.33516
[10 empty] | 54.51% | 0.33514
[10 empty] | 54.51% | 0.33514
[10 empty] | 54.51% | 0.33513
[10 empty] | 54.51% | 0.33513
[10 empty] | 54.52% | 0.33513
[10 empty] | 54.52% | 0.33512
[10 empty] | 54.52% | 0.33509
[10 empty] | 54.53% | 0.33509
[10 empty] | 54.53% | 0.33507
[10 empty] | 54.53% | 0.33506
[10 empty] | 54.53% | 0.33506
[10 empty] | 54.54% | 0.33505
[10 empty] | 54.54% | 0.33505
[10 empty] | 54.54% | 0.33505
[10 empty] | 54.55% | 0.33505
[10 empty] | 54.55% | 0.33503
[10 empty] | 54.55% | 0.33503
[10 empty] | 54.55% | 0.33502
[10 empty] | 54.56% | 0.33501
[10 empty] | 54.56% | 0.33501
[10 empty] | 54.56% | 0.335
[10 empty] | 54.57% | 0.335
[10 empty] | 54.57% | 0.335
[10 empty] | 54.57% | 0.33499
[10 empty] | 54.57% | 0.33498
[10 empty] | 54.58% | 0.33498
[10 empty] | 54.58% | 0.33497
[10 empty] | 54.58% | 0.33497
[10 empty] | 54.59% | 0.33497
[10 empty] | 54.59% | 0.33496
[10 empty] | 54.59% | 0.33496
[10 empty] | 54.59% | 0.33496
[10 empty] | 54.6% | 0.33496
[10 empty] | 54.6% | 0.33496
[10 empty] | 54.6% | 0.33494
[10 empty] | 54.61% | 0.33494
[10 empty] | 54.61% | 0.33493
[10 empty] | 54.61% | 0.33493
[10 empty] | 54.61% | 0.33492
[10 empty] | 54.62% | 0.33492
[10 empty] | 54.62% | 0.33492
[10 empty] | 54.62% | 0.3349
[10 empty] | 54.63% | 0.3349
[10 empty] | 54.63% | 0.33489
[10 empty] | 54.63% | 0.33489
[10 empty] | 54.63% | 0.33489
[10 empty] | 54.64% | 0.33489
[10 empty] | 54.64% | 0.33488
[10 empty] | 54.64% | 0.33487
[10 empty] | 54.65% | 0.33487
[10 empty] | 54.65% | 0.33487
[10 empty] | 54.65% | 0.33486
[10 empty] | 54.65% | 0.33486
[10 empty] | 54.66% | 0.33486
[10 empty] | 54.66% | 0.33486
[10 empty] | 54.66% | 0.33485
[10 empty] | 54.67% | 0.33485
[10 empty] | 54.67% | 0.33484
[10 empty] | 54.67% | 0.33483
[10 empty] | 54.67% | 0.33483
[10 empty] | 54.68% | 0.33483
[10 empty] | 54.68% | 0.33483
[10 empty] | 54.68% | 0.33483
[10 empty] | 54.69% | 0.33482
[10 empty] | 54.69% | 0.33482
[10 empty] | 54.69% | 0.33481
[10 empty] | 54.69% | 0.3348
[10 empty] | 54.7% | 0.33479
[10 empty] | 54.7% | 0.33479
[10 empty] | 54.7% | 0.33478
[10 empty] | 54.71% | 0.33478
[10 empty] | 54.71% | 0.33478
[10 empty] | 54.71% | 0.33478
[10 empty] | 54.71% | 0.33477
[10 empty] | 54.72% | 0.33475
[10 empty] | 54.72% | 0.33472
[10 empty] | 54.72% | 0.33472
[10 empty] | 54.73% | 0.33471
[10 empty] | 54.73% | 0.3347
[10 empty] | 54.73% | 0.3347
[10 empty] | 54.73% | 0.33469
[10 empty] | 54.74% | 0.33469
[10 empty] | 54.74% | 0.33469
[10 empty] | 54.74% | 0.33468
[10 empty] | 54.75% | 0.33468
[10 empty] | 54.75% | 0.33468
[10 empty] | 54.75% | 0.33467
[10 empty] | 54.75% | 0.33467
[10 empty] | 54.76% | 0.33467
[10 empty] | 54.76% | 0.33467
[10 empty] | 54.76% | 0.33467
[10 empty] | 54.77% | 0.33467
[10 empty] | 54.77% | 0.33465
[10 empty] | 54.77% | 0.33464
[10 empty] | 54.77% | 0.33463
[10 empty] | 54.78% | 0.33462
[10 empty] | 54.78% | 0.33462
[10 empty] | 54.78% | 0.33461
[10 empty] | 54.79% | 0.3346
[10 empty] | 54.79% | 0.3346
[10 empty] | 54.79% | 0.33458
[10 empty] | 54.79% | 0.33458
[10 empty] | 54.8% | 0.33457
[10 empty] | 54.8% | 0.33456
[10 empty] | 54.8% | 0.33455
[10 empty] | 54.81% | 0.33454
[10 empty] | 54.81% | 0.33454
[10 empty] | 54.81% | 0.33454
[10 empty] | 54.81% | 0.33453
[10 empty] | 54.82% | 0.33453
[10 empty] | 54.82% | 0.33451
[10 empty] | 54.82% | 0.33449
[10 empty] | 54.83% | 0.33448
[10 empty] | 54.83% | 0.33447
[10 empty] | 54.83% | 0.33447
[10 empty] | 54.83% | 0.33447
[10 empty] | 54.84% | 0.33445
[10 empty] | 54.84% | 0.33444
[10 empty] | 54.84% | 0.33444
[10 empty] | 54.85% | 0.33442
[10 empty] | 54.85% | 0.33442
[10 empty] | 54.85% | 0.33441
[10 empty] | 54.85% | 0.33439
[10 empty] | 54.86% | 0.33438
[10 empty] | 54.86% | 0.33438
[10 empty] | 54.86% | 0.33437
[10 empty] | 54.87% | 0.33437
[10 empty] | 54.87% | 0.33435
[10 empty] | 54.87% | 0.33435
[10 empty] | 54.87% | 0.33435
[10 empty] | 54.88% | 0.33435
[10 empty] | 54.88% | 0.33435
[10 empty] | 54.88% | 0.33435
[10 empty] | 54.89% | 0.33434
[10 empty] | 54.89% | 0.33434
[10 empty] | 54.89% | 0.33434
[10 empty] | 54.89% | 0.33434
[10 empty] | 54.9% | 0.33433
[10 empty] | 54.9% | 0.33432
[10 empty] | 54.9% | 0.33431
[10 empty] | 54.91% | 0.33431
[10 empty] | 54.91% | 0.3343
[10 empty] | 54.91% | 0.3343
[10 empty] | 54.91% | 0.3343
[10 empty] | 54.92% | 0.33429
[10 empty] | 54.92% | 0.33429
[10 empty] | 54.92% | 0.33428
[10 empty] | 54.93% | 0.33428
[10 empty] | 54.93% | 0.33427
[10 empty] | 54.93% | 0.33426
[10 empty] | 54.93% | 0.33426
[10 empty] | 54.94% | 0.33426
[10 empty] | 54.94% | 0.33425
[10 empty] | 54.94% | 0.33425
[10 empty] | 54.95% | 0.33424
[10 empty] | 54.95% | 0.33423
[10 empty] | 54.95% | 0.33422
[10 empty] | 54.95% | 0.33422
[10 empty] | 54.96% | 0.33421
[10 empty] | 54.96% | 0.33421
[10 empty] | 54.96% | 0.3342
[10 empty] | 54.97% | 0.3342
[10 empty] | 54.97% | 0.3342
[10 empty] | 54.97% | 0.33414
[10 empty] | 54.97% | 0.33413
[10 empty] | 54.98% | 0.33413
[10 empty] | 54.98% | 0.33411
[10 empty] | 54.98% | 0.33411
[10 empty] | 54.99% | 0.33409
[10 empty] | 54.99% | 0.33408
[10 empty] | 54.99% | 0.33407
[10 empty] | 54.99% | 0.33407
[10 empty] | 55% | 0.33406
[10 empty] | 55% | 0.33406
[10 empty] | 55% | 0.33406
[10 empty] | 55.01% | 0.33406
[10 empty] | 55.01% | 0.33404
[10 empty] | 55.01% | 0.33404
[10 empty] | 55.01% | 0.33404
[10 empty] | 55.02% | 0.33402
[10 empty] | 55.02% | 0.33401
[10 empty] | 55.02% | 0.334
[10 empty] | 55.03% | 0.334
[10 empty] | 55.03% | 0.334
[10 empty] | 55.03% | 0.33396
[10 empty] | 55.03% | 0.33396
[10 empty] | 55.04% | 0.33395
[10 empty] | 55.04% | 0.33394
[10 empty] | 55.04% | 0.33394
[10 empty] | 55.05% | 0.33393
[10 empty] | 55.05% | 0.33392
[10 empty] | 55.05% | 0.33391
[10 empty] | 55.05% | 0.3339
[10 empty] | 55.06% | 0.33388
[10 empty] | 55.06% | 0.33388
[10 empty] | 55.06% | 0.33387
[10 empty] | 55.07% | 0.33387
[10 empty] | 55.07% | 0.33387
[10 empty] | 55.07% | 0.33386
[10 empty] | 55.07% | 0.33385
[10 empty] | 55.08% | 0.33385
[10 empty] | 55.08% | 0.33385
[10 empty] | 55.08% | 0.33384
[10 empty] | 55.09% | 0.33384
[10 empty] | 55.09% | 0.33383
[10 empty] | 55.09% | 0.33383
[10 empty] | 55.09% | 0.33383
[10 empty] | 55.1% | 0.33382
[10 empty] | 55.1% | 0.33381
[10 empty] | 55.1% | 0.3338
[10 empty] | 55.11% | 0.33379
[10 empty] | 55.11% | 0.33378
[10 empty] | 55.11% | 0.33375
[10 empty] | 55.11% | 0.33374
[10 empty] | 55.12% | 0.33373
[10 empty] | 55.12% | 0.33373
[10 empty] | 55.12% | 0.33373
[10 empty] | 55.13% | 0.33372
[10 empty] | 55.13% | 0.33371
[10 empty] | 55.13% | 0.33371
[10 empty] | 55.13% | 0.33368
[10 empty] | 55.14% | 0.33368
[10 empty] | 55.14% | 0.33367
[10 empty] | 55.14% | 0.33367
[10 empty] | 55.15% | 0.33367
[10 empty] | 55.15% | 0.33367
[10 empty] | 55.15% | 0.33366
[10 empty] | 55.15% | 0.33366
[10 empty] | 55.16% | 0.33364
[10 empty] | 55.16% | 0.33364
[10 empty] | 55.16% | 0.33364
[10 empty] | 55.17% | 0.33364
[10 empty] | 55.17% | 0.33363
[10 empty] | 55.17% | 0.33363
[10 empty] | 55.17% | 0.33362
[10 empty] | 55.18% | 0.3336
[10 empty] | 55.18% | 0.3336
[10 empty] | 55.18% | 0.33359
[10 empty] | 55.19% | 0.33358
[10 empty] | 55.19% | 0.33358
[10 empty] | 55.19% | 0.33357
[10 empty] | 55.19% | 0.33356
[10 empty] | 55.2% | 0.33356
[10 empty] | 55.2% | 0.33355
[10 empty] | 55.2% | 0.33354
[10 empty] | 55.21% | 0.33354
[10 empty] | 55.21% | 0.33353
[10 empty] | 55.21% | 0.33353
[10 empty] | 55.21% | 0.33351
[10 empty] | 55.22% | 0.33349
[10 empty] | 55.22% | 0.33348
[10 empty] | 55.22% | 0.33348
[10 empty] | 55.23% | 0.33348
[10 empty] | 55.23% | 0.33348
[10 empty] | 55.23% | 0.33348
[10 empty] | 55.23% | 0.33347
[10 empty] | 55.24% | 0.33347
[10 empty] | 55.24% | 0.33346
[10 empty] | 55.24% | 0.33346
[10 empty] | 55.25% | 0.33345
[10 empty] | 55.25% | 0.33345
[10 empty] | 55.25% | 0.33344
[10 empty] | 55.25% | 0.33342
[10 empty] | 55.26% | 0.33341
[10 empty] | 55.26% | 0.33341
[10 empty] | 55.26% | 0.3334
[10 empty] | 55.27% | 0.3334
[10 empty] | 55.27% | 0.33339
[10 empty] | 55.27% | 0.33339
[10 empty] | 55.27% | 0.33339
[10 empty] | 55.28% | 0.33337
[10 empty] | 55.28% | 0.33337
[10 empty] | 55.28% | 0.33336
[10 empty] | 55.29% | 0.33336
[10 empty] | 55.29% | 0.33335
[10 empty] | 55.29% | 0.33333
[10 empty] | 55.29% | 0.33333
[10 empty] | 55.3% | 0.33329
[10 empty] | 55.3% | 0.33329
[10 empty] | 55.3% | 0.33329
[10 empty] | 55.31% | 0.33328
[10 empty] | 55.31% | 0.33327
[10 empty] | 55.31% | 0.33327
[10 empty] | 55.31% | 0.33327
[10 empty] | 55.32% | 0.33327
[10 empty] | 55.32% | 0.33327
[10 empty] | 55.32% | 0.33326
[10 empty] | 55.33% | 0.33326
[10 empty] | 55.33% | 0.33325
[10 empty] | 55.33% | 0.33324
[10 empty] | 55.33% | 0.33324
[10 empty] | 55.34% | 0.33324
[10 empty] | 55.34% | 0.33323
[10 empty] | 55.34% | 0.33322
[10 empty] | 55.35% | 0.33322
[10 empty] | 55.35% | 0.3332
[10 empty] | 55.35% | 0.3332
[10 empty] | 55.35% | 0.33319
[10 empty] | 55.36% | 0.33319
[10 empty] | 55.36% | 0.33318
[10 empty] | 55.36% | 0.33318
[10 empty] | 55.36% | 0.33317
[10 empty] | 55.37% | 0.33316
[10 empty] | 55.37% | 0.33316
[10 empty] | 55.37% | 0.33315
[10 empty] | 55.38% | 0.33315
[10 empty] | 55.38% | 0.33314
[10 empty] | 55.38% | 0.33313
[10 empty] | 55.38% | 0.33311
[10 empty] | 55.39% | 0.3331
[10 empty] | 55.39% | 0.33309
[10 empty] | 55.39% | 0.33307
[10 empty] | 55.4% | 0.33307
[10 empty] | 55.4% | 0.33307
[10 empty] | 55.4% | 0.33306
[10 empty] | 55.4% | 0.33306
[10 empty] | 55.41% | 0.33304
[10 empty] | 55.41% | 0.33303
[10 empty] | 55.41% | 0.33303
[10 empty] | 55.42% | 0.33303
[10 empty] | 55.42% | 0.33302
[10 empty] | 55.42% | 0.33302
[10 empty] | 55.42% | 0.33301
[10 empty] | 55.43% | 0.333
[10 empty] | 55.43% | 0.333
[10 empty] | 55.43% | 0.333
[10 empty] | 55.44% | 0.33296
[10 empty] | 55.44% | 0.33296
[10 empty] | 55.44% | 0.33295
[10 empty] | 55.44% | 0.33295
[10 empty] | 55.45% | 0.33293
[10 empty] | 55.45% | 0.33293
[10 empty] | 55.45% | 0.33293
[10 empty] | 55.46% | 0.33292
[10 empty] | 55.46% | 0.3329
[10 empty] | 55.46% | 0.33289
[10 empty] | 55.46% | 0.33289
[10 empty] | 55.47% | 0.33289
[10 empty] | 55.47% | 0.33288
[10 empty] | 55.47% | 0.33287
[10 empty] | 55.48% | 0.33285
[10 empty] | 55.48% | 0.33284
[10 empty] | 55.48% | 0.33284
[10 empty] | 55.48% | 0.33283
[10 empty] | 55.49% | 0.33283
[10 empty] | 55.49% | 0.33283
[10 empty] | 55.49% | 0.33282
[10 empty] | 55.5% | 0.33282
[10 empty] | 55.5% | 0.33282
[10 empty] | 55.5% | 0.33281
[10 empty] | 55.5% | 0.33279
[10 empty] | 55.51% | 0.33278
[10 empty] | 55.51% | 0.33277
[10 empty] | 55.51% | 0.33277
[10 empty] | 55.52% | 0.33276
[10 empty] | 55.52% | 0.33275
[10 empty] | 55.52% | 0.33275
[10 empty] | 55.52% | 0.33275
[10 empty] | 55.53% | 0.33273
[10 empty] | 55.53% | 0.33273
[10 empty] | 55.53% | 0.33272
[10 empty] | 55.54% | 0.33271
[10 empty] | 55.54% | 0.33271
[10 empty] | 55.54% | 0.33271
[10 empty] | 55.54% | 0.33271
[10 empty] | 55.55% | 0.33271
[10 empty] | 55.55% | 0.3327
[10 empty] | 55.55% | 0.3327
[10 empty] | 55.56% | 0.3327
[10 empty] | 55.56% | 0.33268
[10 empty] | 55.56% | 0.33267
[10 empty] | 55.56% | 0.33265
[10 empty] | 55.57% | 0.33265
[10 empty] | 55.57% | 0.33264
[10 empty] | 55.57% | 0.33264
[10 empty] | 55.58% | 0.33264
[10 empty] | 55.58% | 0.33263
[10 empty] | 55.58% | 0.33262
[10 empty] | 55.58% | 0.33261
[10 empty] | 55.59% | 0.33261
[10 empty] | 55.59% | 0.3326
[10 empty] | 55.59% | 0.3326
[10 empty] | 55.6% | 0.33259
[10 empty] | 55.6% | 0.33259
[10 empty] | 55.6% | 0.33259
[10 empty] | 55.6% | 0.33258
[10 empty] | 55.61% | 0.33258
[10 empty] | 55.61% | 0.33257
[10 empty] | 55.61% | 0.33257
[10 empty] | 55.62% | 0.33255
[10 empty] | 55.62% | 0.33255
[10 empty] | 55.62% | 0.33254
[10 empty] | 55.62% | 0.33254
[10 empty] | 55.63% | 0.33252
[10 empty] | 55.63% | 0.3325
[10 empty] | 55.63% | 0.33249
[10 empty] | 55.64% | 0.33249
[10 empty] | 55.64% | 0.33248
[10 empty] | 55.64% | 0.33247
[10 empty] | 55.64% | 0.33247
[10 empty] | 55.65% | 0.33247
[10 empty] | 55.65% | 0.33247
[10 empty] | 55.65% | 0.33246
[10 empty] | 55.66% | 0.33244
[10 empty] | 55.66% | 0.33244
[10 empty] | 55.66% | 0.33243
[10 empty] | 55.66% | 0.33243
[10 empty] | 55.67% | 0.33242
[10 empty] | 55.67% | 0.33242
[10 empty] | 55.67% | 0.33242
[10 empty] | 55.68% | 0.33242
[10 empty] | 55.68% | 0.33242
[10 empty] | 55.68% | 0.33241
[10 empty] | 55.68% | 0.33239
[10 empty] | 55.69% | 0.33238
[10 empty] | 55.69% | 0.33237
[10 empty] | 55.69% | 0.33237
[10 empty] | 55.7% | 0.33235
[10 empty] | 55.7% | 0.33234
[10 empty] | 55.7% | 0.33233
[10 empty] | 55.7% | 0.33233
[10 empty] | 55.71% | 0.33231
[10 empty] | 55.71% | 0.33231
[10 empty] | 55.71% | 0.3323
[10 empty] | 55.72% | 0.33229
[10 empty] | 55.72% | 0.33229
[10 empty] | 55.72% | 0.33227
[10 empty] | 55.72% | 0.33227
[10 empty] | 55.73% | 0.33226
[10 empty] | 55.73% | 0.33225
[10 empty] | 55.73% | 0.33225
[10 empty] | 55.74% | 0.33225
[10 empty] | 55.74% | 0.33225
[10 empty] | 55.74% | 0.33224
[10 empty] | 55.74% | 0.33224
[10 empty] | 55.75% | 0.33224
[10 empty] | 55.75% | 0.33222
[10 empty] | 55.75% | 0.33221
[10 empty] | 55.76% | 0.33221
[10 empty] | 55.76% | 0.33221
[10 empty] | 55.76% | 0.3322
[10 empty] | 55.76% | 0.3322
[10 empty] | 55.77% | 0.3322
[10 empty] | 55.77% | 0.33219
[10 empty] | 55.77% | 0.33219
[10 empty] | 55.78% | 0.33218
[10 empty] | 55.78% | 0.33218
[10 empty] | 55.78% | 0.33216
[10 empty] | 55.78% | 0.33216
[10 empty] | 55.79% | 0.33216
[10 empty] | 55.79% | 0.33216
[10 empty] | 55.79% | 0.33215
[10 empty] | 55.8% | 0.33215
[10 empty] | 55.8% | 0.33214
[10 empty] | 55.8% | 0.33213
[10 empty] | 55.8% | 0.33213
[10 empty] | 55.81% | 0.33212
[10 empty] | 55.81% | 0.33212
[10 empty] | 55.81% | 0.33211
[10 empty] | 55.82% | 0.3321
[10 empty] | 55.82% | 0.3321
[10 empty] | 55.82% | 0.33209
[10 empty] | 55.82% | 0.33208
[10 empty] | 55.83% | 0.33208
[10 empty] | 55.83% | 0.33207
[10 empty] | 55.83% | 0.33205
[10 empty] | 55.84% | 0.33205
[10 empty] | 55.84% | 0.33204
[10 empty] | 55.84% | 0.33204
[10 empty] | 55.84% | 0.33203
[10 empty] | 55.85% | 0.33202
[10 empty] | 55.85% | 0.33201
[10 empty] | 55.85% | 0.332
[10 empty] | 55.86% | 0.332
[10 empty] | 55.86% | 0.33199
[10 empty] | 55.86% | 0.33199
[10 empty] | 55.86% | 0.33198
[10 empty] | 55.87% | 0.33198
[10 empty] | 55.87% | 0.33197
[10 empty] | 55.87% | 0.33197
[10 empty] | 55.88% | 0.33197
[10 empty] | 55.88% | 0.33197
[10 empty] | 55.88% | 0.33197
[10 empty] | 55.88% | 0.33196
[10 empty] | 55.89% | 0.33193
[10 empty] | 55.89% | 0.33192
[10 empty] | 55.89% | 0.33191
[10 empty] | 55.9% | 0.33191
[10 empty] | 55.9% | 0.3319
[10 empty] | 55.9% | 0.3319
[10 empty] | 55.9% | 0.33189
[10 empty] | 55.91% | 0.33187
[10 empty] | 55.91% | 0.33187
[10 empty] | 55.91% | 0.33185
[10 empty] | 55.92% | 0.33185
[10 empty] | 55.92% | 0.33184
[10 empty] | 55.92% | 0.33183
[10 empty] | 55.92% | 0.33182
[10 empty] | 55.93% | 0.33182
[10 empty] | 55.93% | 0.3318
[10 empty] | 55.93% | 0.3318
[10 empty] | 55.94% | 0.33179
[10 empty] | 55.94% | 0.33179
[10 empty] | 55.94% | 0.33178
[10 empty] | 55.94% | 0.33176
[10 empty] | 55.95% | 0.33175
[10 empty] | 55.95% | 0.33175
[10 empty] | 55.95% | 0.33175
[10 empty] | 55.96% | 0.33174
[10 empty] | 55.96% | 0.33174
[10 empty] | 55.96% | 0.33172
[10 empty] | 55.96% | 0.3317
[10 empty] | 55.97% | 0.3317
[10 empty] | 55.97% | 0.3317
[10 empty] | 55.97% | 0.33168
[10 empty] | 55.98% | 0.33164
[10 empty] | 55.98% | 0.33164
[10 empty] | 55.98% | 0.33163
[10 empty] | 55.98% | 0.33163
[10 empty] | 55.99% | 0.33163
[10 empty] | 55.99% | 0.33163
[10 empty] | 55.99% | 0.33163
[10 empty] | 56% | 0.33162
[10 empty] | 56% | 0.3316
[10 empty] | 56% | 0.33159
[10 empty] | 56% | 0.33159
[10 empty] | 56.01% | 0.33159
[10 empty] | 56.01% | 0.33157
[10 empty] | 56.01% | 0.33156
[10 empty] | 56.02% | 0.33156
[10 empty] | 56.02% | 0.33154
[10 empty] | 56.02% | 0.33154
[10 empty] | 56.02% | 0.33153
[10 empty] | 56.03% | 0.33153
[10 empty] | 56.03% | 0.33153
[10 empty] | 56.03% | 0.33152
[10 empty] | 56.04% | 0.3315
[10 empty] | 56.04% | 0.33149
[10 empty] | 56.04% | 0.33148
[10 empty] | 56.04% | 0.33148
[10 empty] | 56.05% | 0.33148
[10 empty] | 56.05% | 0.33146
[10 empty] | 56.05% | 0.33146
[10 empty] | 56.06% | 0.33146
[10 empty] | 56.06% | 0.33146
[10 empty] | 56.06% | 0.33145
[10 empty] | 56.06% | 0.33144
[10 empty] | 56.07% | 0.33144
[10 empty] | 56.07% | 0.33144
[10 empty] | 56.07% | 0.33142
[10 empty] | 56.08% | 0.33141
[10 empty] | 56.08% | 0.33138
[10 empty] | 56.08% | 0.33138
[10 empty] | 56.08% | 0.33137
[10 empty] | 56.09% | 0.33136
[10 empty] | 56.09% | 0.33135
[10 empty] | 56.09% | 0.33135
[10 empty] | 56.1% | 0.33135
[10 empty] | 56.1% | 0.33135
[10 empty] | 56.1% | 0.33135
[10 empty] | 56.1% | 0.33135
[10 empty] | 56.11% | 0.33134
[10 empty] | 56.11% | 0.33134
[10 empty] | 56.11% | 0.33134
[10 empty] | 56.12% | 0.33133
[10 empty] | 56.12% | 0.33133
[10 empty] | 56.12% | 0.33133
[10 empty] | 56.12% | 0.33132
[10 empty] | 56.13% | 0.33132
[10 empty] | 56.13% | 0.33132
[10 empty] | 56.13% | 0.33132
[10 empty] | 56.14% | 0.3313
[10 empty] | 56.14% | 0.3313
[10 empty] | 56.14% | 0.3313
[10 empty] | 56.14% | 0.33128
[10 empty] | 56.15% | 0.33128
[10 empty] | 56.15% | 0.33127
[10 empty] | 56.15% | 0.33126
[10 empty] | 56.16% | 0.33124
[10 empty] | 56.16% | 0.33124
[10 empty] | 56.16% | 0.33124
[10 empty] | 56.16% | 0.33123
[10 empty] | 56.17% | 0.33122
[10 empty] | 56.17% | 0.33121
[10 empty] | 56.17% | 0.33121
[10 empty] | 56.18% | 0.33121
[10 empty] | 56.18% | 0.33121
[10 empty] | 56.18% | 0.3312
[10 empty] | 56.18% | 0.3312
[10 empty] | 56.19% | 0.3312
[10 empty] | 56.19% | 0.33119
[10 empty] | 56.19% | 0.33119
[10 empty] | 56.2% | 0.33118
[10 empty] | 56.2% | 0.33116
[10 empty] | 56.2% | 0.33115
[10 empty] | 56.2% | 0.33115
[10 empty] | 56.21% | 0.33114
[10 empty] | 56.21% | 0.33113
[10 empty] | 56.21% | 0.33112
[10 empty] | 56.22% | 0.33111
[10 empty] | 56.22% | 0.33111
[10 empty] | 56.22% | 0.33111
[10 empty] | 56.22% | 0.3311
[10 empty] | 56.23% | 0.3311
[10 empty] | 56.23% | 0.33109
[10 empty] | 56.23% | 0.33108
[10 empty] | 56.24% | 0.33107
[10 empty] | 56.24% | 0.33107
[10 empty] | 56.24% | 0.33107
[10 empty] | 56.24% | 0.33106
[10 empty] | 56.25% | 0.33105
[10 empty] | 56.25% | 0.33104
[10 empty] | 56.25% | 0.33104
[10 empty] | 56.26% | 0.33104
[10 empty] | 56.26% | 0.33104
[10 empty] | 56.26% | 0.33104
[10 empty] | 56.26% | 0.33102
[10 empty] | 56.27% | 0.33101
[10 empty] | 56.27% | 0.33101
[10 empty] | 56.27% | 0.33099
[10 empty] | 56.28% | 0.33099
[10 empty] | 56.28% | 0.33099
[10 empty] | 56.28% | 0.33099
[10 empty] | 56.28% | 0.33098
[10 empty] | 56.29% | 0.33098
[10 empty] | 56.29% | 0.33097
[10 empty] | 56.29% | 0.33096
[10 empty] | 56.3% | 0.33096
[10 empty] | 56.3% | 0.33096
[10 empty] | 56.3% | 0.33095
[10 empty] | 56.3% | 0.33095
[10 empty] | 56.31% | 0.33095
[10 empty] | 56.31% | 0.33094
[10 empty] | 56.31% | 0.33094
[10 empty] | 56.32% | 0.33094
[10 empty] | 56.32% | 0.33094
[10 empty] | 56.32% | 0.33093
[10 empty] | 56.32% | 0.33092
[10 empty] | 56.33% | 0.33091
[10 empty] | 56.33% | 0.33091
[10 empty] | 56.33% | 0.3309
[10 empty] | 56.34% | 0.33089
[10 empty] | 56.34% | 0.33089
[10 empty] | 56.34% | 0.33089
[10 empty] | 56.34% | 0.33089
[10 empty] | 56.35% | 0.33087
[10 empty] | 56.35% | 0.33087
[10 empty] | 56.35% | 0.33087
[10 empty] | 56.36% | 0.33086
[10 empty] | 56.36% | 0.33086
[10 empty] | 56.36% | 0.33085
[10 empty] | 56.36% | 0.33085
[10 empty] | 56.37% | 0.33081
[10 empty] | 56.37% | 0.33081
[10 empty] | 56.37% | 0.3308
[10 empty] | 56.38% | 0.3308
[10 empty] | 56.38% | 0.3308
[10 empty] | 56.38% | 0.3308
[10 empty] | 56.38% | 0.33079
[10 empty] | 56.39% | 0.33078
[10 empty] | 56.39% | 0.33078
[10 empty] | 56.39% | 0.33078
[10 empty] | 56.4% | 0.33077
[10 empty] | 56.4% | 0.33077
[10 empty] | 56.4% | 0.33077
[10 empty] | 56.4% | 0.33076
[10 empty] | 56.41% | 0.33075
[10 empty] | 56.41% | 0.33075
[10 empty] | 56.41% | 0.33073
[10 empty] | 56.42% | 0.33073
[10 empty] | 56.42% | 0.3307
[10 empty] | 56.42% | 0.3307
[10 empty] | 56.42% | 0.3307
[10 empty] | 56.43% | 0.3307
[10 empty] | 56.43% | 0.3307
[10 empty] | 56.43% | 0.3307
[10 empty] | 56.44% | 0.33069
[10 empty] | 56.44% | 0.33069
[10 empty] | 56.44% | 0.33069
[10 empty] | 56.44% | 0.33068
[10 empty] | 56.45% | 0.33068
[10 empty] | 56.45% | 0.33065
[10 empty] | 56.45% | 0.33064
[10 empty] | 56.46% | 0.33063
[10 empty] | 56.46% | 0.33063
[10 empty] | 56.46% | 0.33062
[10 empty] | 56.46% | 0.33061
[10 empty] | 56.47% | 0.3306
[10 empty] | 56.47% | 0.3306
[10 empty] | 56.47% | 0.3306
[10 empty] | 56.48% | 0.33058
[10 empty] | 56.48% | 0.33057
[10 empty] | 56.48% | 0.33057
[10 empty] | 56.48% | 0.33056
[10 empty] | 56.49% | 0.33056
[10 empty] | 56.49% | 0.33055
[10 empty] | 56.49% | 0.33054
[10 empty] | 56.5% | 0.33054
[10 empty] | 56.5% | 0.33054
[10 empty] | 56.5% | 0.33054
[10 empty] | 56.5% | 0.33054
[10 empty] | 56.51% | 0.33052
[10 empty] | 56.51% | 0.33051
[10 empty] | 56.51% | 0.33051
[10 empty] | 56.52% | 0.33051
[10 empty] | 56.52% | 0.33051
[10 empty] | 56.52% | 0.3305
[10 empty] | 56.52% | 0.3305
[10 empty] | 56.53% | 0.33049
[10 empty] | 56.53% | 0.33048
[10 empty] | 56.53% | 0.33047
[10 empty] | 56.54% | 0.33047
[10 empty] | 56.54% | 0.33047
[10 empty] | 56.54% | 0.33045
[10 empty] | 56.54% | 0.33044
[10 empty] | 56.55% | 0.33044
[10 empty] | 56.55% | 0.33044
[10 empty] | 56.55% | 0.33043
[10 empty] | 56.55% | 0.33043
[10 empty] | 56.56% | 0.33039
[10 empty] | 56.56% | 0.33039
[10 empty] | 56.56% | 0.33038
[10 empty] | 56.57% | 0.33038
[10 empty] | 56.57% | 0.33038
[10 empty] | 56.57% | 0.33037
[10 empty] | 56.57% | 0.33037
[10 empty] | 56.58% | 0.33037
[10 empty] | 56.58% | 0.33036
[10 empty] | 56.58% | 0.33036
[10 empty] | 56.59% | 0.33036
[10 empty] | 56.59% | 0.33035
[10 empty] | 56.59% | 0.33035
[10 empty] | 56.59% | 0.33034
[10 empty] | 56.6% | 0.33033
[10 empty] | 56.6% | 0.33031
[10 empty] | 56.6% | 0.33031
[10 empty] | 56.61% | 0.3303
[10 empty] | 56.61% | 0.3303
[10 empty] | 56.61% | 0.3303
[10 empty] | 56.61% | 0.33029
[10 empty] | 56.62% | 0.33029
[10 empty] | 56.62% | 0.33025
[10 empty] | 56.62% | 0.33024
[10 empty] | 56.63% | 0.33024
[10 empty] | 56.63% | 0.33022
[10 empty] | 56.63% | 0.33022
[10 empty] | 56.63% | 0.33021
[10 empty] | 56.64% | 0.3302
[10 empty] | 56.64% | 0.33019
[10 empty] | 56.64% | 0.33019
[10 empty] | 56.65% | 0.33018
[10 empty] | 56.65% | 0.33018
[10 empty] | 56.65% | 0.33017
[10 empty] | 56.65% | 0.33017
[10 empty] | 56.66% | 0.33016
[10 empty] | 56.66% | 0.33016
[10 empty] | 56.66% | 0.33015
[10 empty] | 56.67% | 0.33014
[10 empty] | 56.67% | 0.33013
[10 empty] | 56.67% | 0.33013
[10 empty] | 56.67% | 0.33012
[10 empty] | 56.68% | 0.33011
[10 empty] | 56.68% | 0.33009
[10 empty] | 56.68% | 0.33009
[10 empty] | 56.69% | 0.33009
[10 empty] | 56.69% | 0.33008
[10 empty] | 56.69% | 0.33006
[10 empty] | 56.69% | 0.33004
[10 empty] | 56.7% | 0.33004
[10 empty] | 56.7% | 0.33004
[10 empty] | 56.7% | 0.33004
[10 empty] | 56.71% | 0.33004
[10 empty] | 56.71% | 0.33003
[10 empty] | 56.71% | 0.33003
[10 empty] | 56.71% | 0.33002
[10 empty] | 56.72% | 0.33002
[10 empty] | 56.72% | 0.33001
[10 empty] | 56.72% | 0.33
[10 empty] | 56.73% | 0.32999
[10 empty] | 56.73% | 0.32998
[10 empty] | 56.73% | 0.32997
[10 empty] | 56.73% | 0.32995
[10 empty] | 56.74% | 0.32995
[10 empty] | 56.74% | 0.32993
[10 empty] | 56.74% | 0.32993
[10 empty] | 56.75% | 0.32992
[10 empty] | 56.75% | 0.32992
[10 empty] | 56.75% | 0.32992
[10 empty] | 56.75% | 0.3299
[10 empty] | 56.76% | 0.32989
[10 empty] | 56.76% | 0.32988
[10 empty] | 56.76% | 0.32988
[10 empty] | 56.77% | 0.32988
[10 empty] | 56.77% | 0.32988
[10 empty] | 56.77% | 0.32988
[10 empty] | 56.77% | 0.32986
[10 empty] | 56.78% | 0.32986
[10 empty] | 56.78% | 0.32986
[10 empty] | 56.78% | 0.32986
[10 empty] | 56.79% | 0.32985
[10 empty] | 56.79% | 0.32984
[10 empty] | 56.79% | 0.32981
[10 empty] | 56.79% | 0.32981
[10 empty] | 56.8% | 0.32981
[10 empty] | 56.8% | 0.3298
[10 empty] | 56.8% | 0.3298
[10 empty] | 56.81% | 0.32978
[10 empty] | 56.81% | 0.32977
[10 empty] | 56.81% | 0.32977
[10 empty] | 56.81% | 0.32976
[10 empty] | 56.82% | 0.32976
[10 empty] | 56.82% | 0.32974
[10 empty] | 56.82% | 0.32974
[10 empty] | 56.83% | 0.32973
[10 empty] | 56.83% | 0.32972
[10 empty] | 56.83% | 0.32971
[10 empty] | 56.83% | 0.32971
[10 empty] | 56.84% | 0.3297
[10 empty] | 56.84% | 0.3297
[10 empty] | 56.84% | 0.3297
[10 empty] | 56.85% | 0.3297
[10 empty] | 56.85% | 0.3297
[10 empty] | 56.85% | 0.32969
[10 empty] | 56.85% | 0.32969
[10 empty] | 56.86% | 0.32968
[10 empty] | 56.86% | 0.32968
[10 empty] | 56.86% | 0.32968
[10 empty] | 56.87% | 0.32966
[10 empty] | 56.87% | 0.32966
[10 empty] | 56.87% | 0.32965
[10 empty] | 56.87% | 0.32965
[10 empty] | 56.88% | 0.32965
[10 empty] | 56.88% | 0.32963
[10 empty] | 56.88% | 0.32962
[10 empty] | 56.89% | 0.32961
[10 empty] | 56.89% | 0.3296
[10 empty] | 56.89% | 0.3296
[10 empty] | 56.89% | 0.32959
[10 empty] | 56.9% | 0.32959
[10 empty] | 56.9% | 0.32958
[10 empty] | 56.9% | 0.32957
[10 empty] | 56.91% | 0.32957
[10 empty] | 56.91% | 0.32955
[10 empty] | 56.91% | 0.32954
[10 empty] | 56.91% | 0.32951
[10 empty] | 56.92% | 0.32951
[10 empty] | 56.92% | 0.32951
[10 empty] | 56.92% | 0.3295
[10 empty] | 56.93% | 0.3295
[10 empty] | 56.93% | 0.32949
[10 empty] | 56.93% | 0.32949
[10 empty] | 56.93% | 0.32949
[10 empty] | 56.94% | 0.32948
[10 empty] | 56.94% | 0.32948
[10 empty] | 56.94% | 0.32948
[10 empty] | 56.95% | 0.32948
[10 empty] | 56.95% | 0.32947
[10 empty] | 56.95% | 0.32947
[10 empty] | 56.95% | 0.32947
[10 empty] | 56.96% | 0.32946
[10 empty] | 56.96% | 0.32946
[10 empty] | 56.96% | 0.32945
[10 empty] | 56.97% | 0.32944
[10 empty] | 56.97% | 0.32944
[10 empty] | 56.97% | 0.32943
[10 empty] | 56.97% | 0.32942
[10 empty] | 56.98% | 0.3294
[10 empty] | 56.98% | 0.32938
[10 empty] | 56.98% | 0.32937
[10 empty] | 56.99% | 0.32936
[10 empty] | 56.99% | 0.32936
[10 empty] | 56.99% | 0.32936
[10 empty] | 56.99% | 0.32935
[10 empty] | 57% | 0.32935
[10 empty] | 57% | 0.32935
[10 empty] | 57% | 0.32934
[10 empty] | 57.01% | 0.32934
[10 empty] | 57.01% | 0.32933
[10 empty] | 57.01% | 0.32932
[10 empty] | 57.01% | 0.32931
[10 empty] | 57.02% | 0.32931
[10 empty] | 57.02% | 0.3293
[10 empty] | 57.02% | 0.3293
[10 empty] | 57.03% | 0.3293
[10 empty] | 57.03% | 0.3293
[10 empty] | 57.03% | 0.3293
[10 empty] | 57.03% | 0.32929
[10 empty] | 57.04% | 0.32928
[10 empty] | 57.04% | 0.32928
[10 empty] | 57.04% | 0.32926
[10 empty] | 57.05% | 0.32926
[10 empty] | 57.05% | 0.32925
[10 empty] | 57.05% | 0.32925
[10 empty] | 57.05% | 0.32925
[10 empty] | 57.06% | 0.32924
[10 empty] | 57.06% | 0.32924
[10 empty] | 57.06% | 0.32923
[10 empty] | 57.07% | 0.32921
[10 empty] | 57.07% | 0.32921
[10 empty] | 57.07% | 0.32921
[10 empty] | 57.07% | 0.3292
[10 empty] | 57.08% | 0.3292
[10 empty] | 57.08% | 0.3292
[10 empty] | 57.08% | 0.3292
[10 empty] | 57.09% | 0.32919
[10 empty] | 57.09% | 0.32916
[10 empty] | 57.09% | 0.32915
[10 empty] | 57.09% | 0.32915
[10 empty] | 57.1% | 0.32913
[10 empty] | 57.1% | 0.32912
[10 empty] | 57.1% | 0.32912
[10 empty] | 57.11% | 0.32912
[10 empty] | 57.11% | 0.32911
[10 empty] | 57.11% | 0.32911
[10 empty] | 57.11% | 0.3291
[10 empty] | 57.12% | 0.32909
[10 empty] | 57.12% | 0.32908
[10 empty] | 57.12% | 0.32908
[10 empty] | 57.13% | 0.32907
[10 empty] | 57.13% | 0.32906
[10 empty] | 57.13% | 0.32905
[10 empty] | 57.13% | 0.32904
[10 empty] | 57.14% | 0.32904
[10 empty] | 57.14% | 0.32902
[10 empty] | 57.14% | 0.32901
[10 empty] | 57.15% | 0.32901
[10 empty] | 57.15% | 0.32901
[10 empty] | 57.15% | 0.32901
[10 empty] | 57.15% | 0.32901
[10 empty] | 57.16% | 0.329
[10 empty] | 57.16% | 0.329
[10 empty] | 57.16% | 0.329
[10 empty] | 57.17% | 0.329
[10 empty] | 57.17% | 0.32899
[10 empty] | 57.17% | 0.32899
[10 empty] | 57.17% | 0.32899
[10 empty] | 57.18% | 0.32898
[10 empty] | 57.18% | 0.32898
[10 empty] | 57.18% | 0.32898
[10 empty] | 57.19% | 0.32897
[10 empty] | 57.19% | 0.32897
[10 empty] | 57.19% | 0.32897
[10 empty] | 57.19% | 0.32897
[10 empty] | 57.2% | 0.32896
[10 empty] | 57.2% | 0.32895
[10 empty] | 57.2% | 0.32895
[10 empty] | 57.21% | 0.32894
[10 empty] | 57.21% | 0.32894
[10 empty] | 57.21% | 0.32893
[10 empty] | 57.21% | 0.32893
[10 empty] | 57.22% | 0.32893
[10 empty] | 57.22% | 0.32892
[10 empty] | 57.22% | 0.32891
[10 empty] | 57.23% | 0.32891
[10 empty] | 57.23% | 0.3289
[10 empty] | 57.23% | 0.32889
[10 empty] | 57.23% | 0.32889
[10 empty] | 57.24% | 0.32888
[10 empty] | 57.24% | 0.32887
[10 empty] | 57.24% | 0.32887
[10 empty] | 57.25% | 0.32885
[10 empty] | 57.25% | 0.32885
[10 empty] | 57.25% | 0.32884
[10 empty] | 57.25% | 0.32883
[10 empty] | 57.26% | 0.32883
[10 empty] | 57.26% | 0.32882
[10 empty] | 57.26% | 0.32881
[10 empty] | 57.27% | 0.3288
[10 empty] | 57.27% | 0.32878
[10 empty] | 57.27% | 0.32878
[10 empty] | 57.27% | 0.32877
[10 empty] | 57.28% | 0.32876
[10 empty] | 57.28% | 0.32876
[10 empty] | 57.28% | 0.32876
[10 empty] | 57.29% | 0.32875
[10 empty] | 57.29% | 0.32875
[10 empty] | 57.29% | 0.32874
[10 empty] | 57.29% | 0.32874
[10 empty] | 57.3% | 0.32874
[10 empty] | 57.3% | 0.32873
[10 empty] | 57.3% | 0.32873
[10 empty] | 57.31% | 0.32868
[10 empty] | 57.31% | 0.32868
[10 empty] | 57.31% | 0.32867
[10 empty] | 57.31% | 0.32866
[10 empty] | 57.32% | 0.32866
[10 empty] | 57.32% | 0.32866
[10 empty] | 57.32% | 0.32865
[10 empty] | 57.33% | 0.32864
[10 empty] | 57.33% | 0.32863
[10 empty] | 57.33% | 0.32863
[10 empty] | 57.33% | 0.32863
[10 empty] | 57.34% | 0.32861
[10 empty] | 57.34% | 0.32861
[10 empty] | 57.34% | 0.3286
[10 empty] | 57.35% | 0.3286
[10 empty] | 57.35% | 0.3286
[10 empty] | 57.35% | 0.3286
[10 empty] | 57.35% | 0.32857
[10 empty] | 57.36% | 0.32857
[10 empty] | 57.36% | 0.32855
[10 empty] | 57.36% | 0.32852
[10 empty] | 57.37% | 0.32852
[10 empty] | 57.37% | 0.32852
[10 empty] | 57.37% | 0.32851
[10 empty] | 57.37% | 0.32851
[10 empty] | 57.38% | 0.32851
[10 empty] | 57.38% | 0.32849
[10 empty] | 57.38% | 0.32848
[10 empty] | 57.39% | 0.32847
[10 empty] | 57.39% | 0.32846
[10 empty] | 57.39% | 0.32843
[10 empty] | 57.39% | 0.3284
[10 empty] | 57.4% | 0.3284
[10 empty] | 57.4% | 0.32839
[10 empty] | 57.4% | 0.32839
[10 empty] | 57.41% | 0.32838
[10 empty] | 57.41% | 0.32838
[10 empty] | 57.41% | 0.32838
[10 empty] | 57.41% | 0.32838
[10 empty] | 57.42% | 0.32838
[10 empty] | 57.42% | 0.32837
[10 empty] | 57.42% | 0.32837
[10 empty] | 57.43% | 0.32837
[10 empty] | 57.43% | 0.32836
[10 empty] | 57.43% | 0.32836
[10 empty] | 57.43% | 0.32835
[10 empty] | 57.44% | 0.32834
[10 empty] | 57.44% | 0.32833
[10 empty] | 57.44% | 0.32833
[10 empty] | 57.45% | 0.32833
[10 empty] | 57.45% | 0.32832
[10 empty] | 57.45% | 0.3283
[10 empty] | 57.45% | 0.3283
[10 empty] | 57.46% | 0.32829
[10 empty] | 57.46% | 0.32829
[10 empty] | 57.46% | 0.32828
[10 empty] | 57.47% | 0.32828
[10 empty] | 57.47% | 0.32828
[10 empty] | 57.47% | 0.32828
[10 empty] | 57.47% | 0.32826
[10 empty] | 57.48% | 0.32826
[10 empty] | 57.48% | 0.32825
[10 empty] | 57.48% | 0.32825
[10 empty] | 57.49% | 0.32824
[10 empty] | 57.49% | 0.32823
[10 empty] | 57.49% | 0.32823
[10 empty] | 57.49% | 0.32822
[10 empty] | 57.5% | 0.32822
[10 empty] | 57.5% | 0.32822
[10 empty] | 57.5% | 0.32821
[10 empty] | 57.51% | 0.32821
[10 empty] | 57.51% | 0.3282
[10 empty] | 57.51% | 0.32819
[10 empty] | 57.51% | 0.32817
[10 empty] | 57.52% | 0.32817
[10 empty] | 57.52% | 0.32816
[10 empty] | 57.52% | 0.32816
[10 empty] | 57.53% | 0.32816
[10 empty] | 57.53% | 0.32814
[10 empty] | 57.53% | 0.32813
[10 empty] | 57.53% | 0.32812
[10 empty] | 57.54% | 0.32811
[10 empty] | 57.54% | 0.32811
[10 empty] | 57.54% | 0.32811
[10 empty] | 57.55% | 0.32809
[10 empty] | 57.55% | 0.32809
[10 empty] | 57.55% | 0.32808
[10 empty] | 57.55% | 0.32808
[10 empty] | 57.56% | 0.32806
[10 empty] | 57.56% | 0.32805
[10 empty] | 57.56% | 0.32805
[10 empty] | 57.57% | 0.32802
[10 empty] | 57.57% | 0.32802
[10 empty] | 57.57% | 0.32802
[10 empty] | 57.57% | 0.32802
[10 empty] | 57.58% | 0.32801
[10 empty] | 57.58% | 0.32801
[10 empty] | 57.58% | 0.32801
[10 empty] | 57.59% | 0.32799
[10 empty] | 57.59% | 0.32799
[10 empty] | 57.59% | 0.32798
[10 empty] | 57.59% | 0.32798
[10 empty] | 57.6% | 0.32798
[10 empty] | 57.6% | 0.32798
[10 empty] | 57.6% | 0.32798
[10 empty] | 57.61% | 0.32797
[10 empty] | 57.61% | 0.32796
[10 empty] | 57.61% | 0.32796
[10 empty] | 57.61% | 0.32793
[10 empty] | 57.62% | 0.32793
[10 empty] | 57.62% | 0.32793
[10 empty] | 57.62% | 0.32791
[10 empty] | 57.63% | 0.3279
[10 empty] | 57.63% | 0.3279
[10 empty] | 57.63% | 0.32789
[10 empty] | 57.63% | 0.32789
[10 empty] | 57.64% | 0.32787
[10 empty] | 57.64% | 0.32787
[10 empty] | 57.64% | 0.32784
[10 empty] | 57.65% | 0.32784
[10 empty] | 57.65% | 0.32782
[10 empty] | 57.65% | 0.32782
[10 empty] | 57.65% | 0.32782
[10 empty] | 57.66% | 0.32781
[10 empty] | 57.66% | 0.32781
[10 empty] | 57.66% | 0.32781
[10 empty] | 57.67% | 0.3278
[10 empty] | 57.67% | 0.3278
[10 empty] | 57.67% | 0.32779
[10 empty] | 57.67% | 0.32779
[10 empty] | 57.68% | 0.32778
[10 empty] | 57.68% | 0.32778
[10 empty] | 57.68% | 0.32777
[10 empty] | 57.69% | 0.32777
[10 empty] | 57.69% | 0.32776
[10 empty] | 57.69% | 0.32776
[10 empty] | 57.69% | 0.32774
[10 empty] | 57.7% | 0.32774
[10 empty] | 57.7% | 0.32774
[10 empty] | 57.7% | 0.32773
[10 empty] | 57.71% | 0.32773
[10 empty] | 57.71% | 0.32773
[10 empty] | 57.71% | 0.32772
[10 empty] | 57.71% | 0.32771
[10 empty] | 57.72% | 0.3277
[10 empty] | 57.72% | 0.3277
[10 empty] | 57.72% | 0.3277
[10 empty] | 57.73% | 0.32769
[10 empty] | 57.73% | 0.32768
[10 empty] | 57.73% | 0.32766
[10 empty] | 57.73% | 0.32766
[10 empty] | 57.74% | 0.32765
[10 empty] | 57.74% | 0.32765
[10 empty] | 57.74% | 0.32765
[10 empty] | 57.74% | 0.32765
[10 empty] | 57.75% | 0.32765
[10 empty] | 57.75% | 0.32763
[10 empty] | 57.75% | 0.32763
[10 empty] | 57.76% | 0.32762
[10 empty] | 57.76% | 0.32761
[10 empty] | 57.76% | 0.3276
[10 empty] | 57.76% | 0.32758
[10 empty] | 57.77% | 0.32758
[10 empty] | 57.77% | 0.32758
[10 empty] | 57.77% | 0.32757
[10 empty] | 57.78% | 0.32755
[10 empty] | 57.78% | 0.32755
[10 empty] | 57.78% | 0.32754
[10 empty] | 57.78% | 0.32754
[10 empty] | 57.79% | 0.32754
[10 empty] | 57.79% | 0.32753
[10 empty] | 57.79% | 0.32753
[10 empty] | 57.8% | 0.32752
[10 empty] | 57.8% | 0.32751
[10 empty] | 57.8% | 0.32751
[10 empty] | 57.8% | 0.3275
[10 empty] | 57.81% | 0.3275
[10 empty] | 57.81% | 0.3275
[10 empty] | 57.81% | 0.3275
[10 empty] | 57.82% | 0.32749
[10 empty] | 57.82% | 0.32749
[10 empty] | 57.82% | 0.32748
[10 empty] | 57.82% | 0.32748
[10 empty] | 57.83% | 0.32748
[10 empty] | 57.83% | 0.32744
[10 empty] | 57.83% | 0.32744
[10 empty] | 57.84% | 0.32743
[10 empty] | 57.84% | 0.32743
[10 empty] | 57.84% | 0.32741
[10 empty] | 57.84% | 0.32738
[10 empty] | 57.85% | 0.32737
[10 empty] | 57.85% | 0.32737
[10 empty] | 57.85% | 0.32737
[10 empty] | 57.86% | 0.32736
[10 empty] | 57.86% | 0.32736
[10 empty] | 57.86% | 0.32735
[10 empty] | 57.86% | 0.32734
[10 empty] | 57.87% | 0.32734
[10 empty] | 57.87% | 0.32733
[10 empty] | 57.87% | 0.32733
[10 empty] | 57.88% | 0.32733
[10 empty] | 57.88% | 0.32732
[10 empty] | 57.88% | 0.32732
[10 empty] | 57.88% | 0.32731
[10 empty] | 57.89% | 0.32731
[10 empty] | 57.89% | 0.3273
[10 empty] | 57.89% | 0.3273
[10 empty] | 57.9% | 0.32729
[10 empty] | 57.9% | 0.32728
[10 empty] | 57.9% | 0.32727
[10 empty] | 57.9% | 0.32727
[10 empty] | 57.91% | 0.32726
[10 empty] | 57.91% | 0.32725
[10 empty] | 57.91% | 0.32725
[10 empty] | 57.92% | 0.32725
[10 empty] | 57.92% | 0.32725
[10 empty] | 57.92% | 0.32725
[10 empty] | 57.92% | 0.32724
[10 empty] | 57.93% | 0.32724
[10 empty] | 57.93% | 0.32724
[10 empty] | 57.93% | 0.32723
[10 empty] | 57.94% | 0.32721
[10 empty] | 57.94% | 0.32721
[10 empty] | 57.94% | 0.32721
[10 empty] | 57.94% | 0.3272
[10 empty] | 57.95% | 0.3272
[10 empty] | 57.95% | 0.3272
[10 empty] | 57.95% | 0.3272
[10 empty] | 57.96% | 0.32719
[10 empty] | 57.96% | 0.32717
[10 empty] | 57.96% | 0.32717
[10 empty] | 57.96% | 0.32717
[10 empty] | 57.97% | 0.32716
[10 empty] | 57.97% | 0.32715
[10 empty] | 57.97% | 0.32715
[10 empty] | 57.98% | 0.32715
[10 empty] | 57.98% | 0.32714
[10 empty] | 57.98% | 0.32714
[10 empty] | 57.98% | 0.32712
[10 empty] | 57.99% | 0.32712
[10 empty] | 57.99% | 0.32712
[10 empty] | 57.99% | 0.3271
[10 empty] | 58% | 0.3271
[10 empty] | 58% | 0.3271
[10 empty] | 58% | 0.32709
[10 empty] | 58% | 0.32709
[10 empty] | 58.01% | 0.32709
[10 empty] | 58.01% | 0.32709
[10 empty] | 58.01% | 0.32708
[10 empty] | 58.02% | 0.32707
[10 empty] | 58.02% | 0.32707
[10 empty] | 58.02% | 0.32705
[10 empty] | 58.02% | 0.32705
[10 empty] | 58.03% | 0.32705
[10 empty] | 58.03% | 0.32703
[10 empty] | 58.03% | 0.32703
[10 empty] | 58.04% | 0.32703
[10 empty] | 58.04% | 0.32702
[10 empty] | 58.04% | 0.32701
[10 empty] | 58.04% | 0.32701
[10 empty] | 58.05% | 0.327
[10 empty] | 58.05% | 0.32699
[10 empty] | 58.05% | 0.32697
[10 empty] | 58.06% | 0.32697
[10 empty] | 58.06% | 0.32697
[10 empty] | 58.06% | 0.32697
[10 empty] | 58.06% | 0.32697
[10 empty] | 58.07% | 0.32695
[10 empty] | 58.07% | 0.32694
[10 empty] | 58.07% | 0.32694
[10 empty] | 58.08% | 0.32691
[10 empty] | 58.08% | 0.3269
[10 empty] | 58.08% | 0.3269
[10 empty] | 58.08% | 0.3269
[10 empty] | 58.09% | 0.32689
[10 empty] | 58.09% | 0.32689
[10 empty] | 58.09% | 0.32689
[10 empty] | 58.1% | 0.32688
[10 empty] | 58.1% | 0.32686
[10 empty] | 58.1% | 0.32686
[10 empty] | 58.1% | 0.32686
[10 empty] | 58.11% | 0.32685
[10 empty] | 58.11% | 0.32684
[10 empty] | 58.11% | 0.32684
[10 empty] | 58.12% | 0.32682
[10 empty] | 58.12% | 0.3268
[10 empty] | 58.12% | 0.3268
[10 empty] | 58.12% | 0.32678
[10 empty] | 58.13% | 0.32678
[10 empty] | 58.13% | 0.32677
[10 empty] | 58.13% | 0.32676
[10 empty] | 58.14% | 0.32675
[10 empty] | 58.14% | 0.32675
[10 empty] | 58.14% | 0.32674
[10 empty] | 58.14% | 0.32673
[10 empty] | 58.15% | 0.32671
[10 empty] | 58.15% | 0.32671
[10 empty] | 58.15% | 0.3267
[10 empty] | 58.16% | 0.3267
[10 empty] | 58.16% | 0.32669
[10 empty] | 58.16% | 0.32669
[10 empty] | 58.16% | 0.32669
[10 empty] | 58.17% | 0.32669
[10 empty] | 58.17% | 0.32668
[10 empty] | 58.17% | 0.32667
[10 empty] | 58.18% | 0.32665
[10 empty] | 58.18% | 0.32664
[10 empty] | 58.18% | 0.32664
[10 empty] | 58.18% | 0.32664
[10 empty] | 58.19% | 0.32664
[10 empty] | 58.19% | 0.32662
[10 empty] | 58.19% | 0.32662
[10 empty] | 58.2% | 0.32661
[10 empty] | 58.2% | 0.32661
[10 empty] | 58.2% | 0.32661
[10 empty] | 58.2% | 0.3266
[10 empty] | 58.21% | 0.3266
[10 empty] | 58.21% | 0.3266
[10 empty] | 58.21% | 0.3266
[10 empty] | 58.22% | 0.32659
[10 empty] | 58.22% | 0.32659
[10 empty] | 58.22% | 0.32659
[10 empty] | 58.22% | 0.32659
[10 empty] | 58.23% | 0.32658
[10 empty] | 58.23% | 0.32658
[10 empty] | 58.23% | 0.32657
[10 empty] | 58.24% | 0.32657
[10 empty] | 58.24% | 0.32656
[10 empty] | 58.24% | 0.32656
[10 empty] | 58.24% | 0.32655
[10 empty] | 58.25% | 0.32655
[10 empty] | 58.25% | 0.32654
[10 empty] | 58.25% | 0.32654
[10 empty] | 58.26% | 0.32654
[10 empty] | 58.26% | 0.32652
[10 empty] | 58.26% | 0.32652
[10 empty] | 58.26% | 0.32652
[10 empty] | 58.27% | 0.32651
[10 empty] | 58.27% | 0.32651
[10 empty] | 58.27% | 0.32648
[10 empty] | 58.28% | 0.32648
[10 empty] | 58.28% | 0.32647
[10 empty] | 58.28% | 0.32647
[10 empty] | 58.28% | 0.32646
[10 empty] | 58.29% | 0.32645
[10 empty] | 58.29% | 0.32645
[10 empty] | 58.29% | 0.32645
[10 empty] | 58.3% | 0.32644
[10 empty] | 58.3% | 0.32644
[10 empty] | 58.3% | 0.32644
[10 empty] | 58.3% | 0.32643
[10 empty] | 58.31% | 0.32642
[10 empty] | 58.31% | 0.32642
[10 empty] | 58.31% | 0.32642
[10 empty] | 58.32% | 0.32642
[10 empty] | 58.32% | 0.32642
[10 empty] | 58.32% | 0.32641
[10 empty] | 58.32% | 0.3264
[10 empty] | 58.33% | 0.3264
[10 empty] | 58.33% | 0.32638
[10 empty] | 58.33% | 0.32638
[10 empty] | 58.34% | 0.32638
[10 empty] | 58.34% | 0.32638
[10 empty] | 58.34% | 0.32635
[10 empty] | 58.34% | 0.32635
[10 empty] | 58.35% | 0.32634
[10 empty] | 58.35% | 0.32633
[10 empty] | 58.35% | 0.32633
[10 empty] | 58.36% | 0.32632
[10 empty] | 58.36% | 0.32631
[10 empty] | 58.36% | 0.32631
[10 empty] | 58.36% | 0.3263
[10 empty] | 58.37% | 0.3263
[10 empty] | 58.37% | 0.3263
[10 empty] | 58.37% | 0.32629
[10 empty] | 58.38% | 0.32628
[10 empty] | 58.38% | 0.32627
[10 empty] | 58.38% | 0.32625
[10 empty] | 58.38% | 0.32624
[10 empty] | 58.39% | 0.32623
[10 empty] | 58.39% | 0.32621
[10 empty] | 58.39% | 0.32621
[10 empty] | 58.4% | 0.32621
[10 empty] | 58.4% | 0.32621
[10 empty] | 58.4% | 0.3262
[10 empty] | 58.4% | 0.3262
[10 empty] | 58.41% | 0.32619
[10 empty] | 58.41% | 0.32619
[10 empty] | 58.41% | 0.32618
[10 empty] | 58.42% | 0.32618
[10 empty] | 58.42% | 0.32616
[10 empty] | 58.42% | 0.32616
[10 empty] | 58.42% | 0.32615
[10 empty] | 58.43% | 0.32614
[10 empty] | 58.43% | 0.32612
[10 empty] | 58.43% | 0.32611
[10 empty] | 58.44% | 0.32611
[10 empty] | 58.44% | 0.3261
[10 empty] | 58.44% | 0.3261
[10 empty] | 58.44% | 0.32609
[10 empty] | 58.45% | 0.32609
[10 empty] | 58.45% | 0.32608
[10 empty] | 58.45% | 0.32608
[10 empty] | 58.46% | 0.32607
[10 empty] | 58.46% | 0.32606
[10 empty] | 58.46% | 0.32606
[10 empty] | 58.46% | 0.32606
[10 empty] | 58.47% | 0.32606
[10 empty] | 58.47% | 0.32605
[10 empty] | 58.47% | 0.32604
[10 empty] | 58.48% | 0.32604
[10 empty] | 58.48% | 0.32604
[10 empty] | 58.48% | 0.32603
[10 empty] | 58.48% | 0.32603
[10 empty] | 58.49% | 0.32603
[10 empty] | 58.49% | 0.32602
[10 empty] | 58.49% | 0.32602
[10 empty] | 58.5% | 0.326
[10 empty] | 58.5% | 0.32599
[10 empty] | 58.5% | 0.32599
[10 empty] | 58.5% | 0.32599
[10 empty] | 58.51% | 0.32598
[10 empty] | 58.51% | 0.32598
[10 empty] | 58.51% | 0.32598
[10 empty] | 58.52% | 0.32597
[10 empty] | 58.52% | 0.32596
[10 empty] | 58.52% | 0.32596
[10 empty] | 58.52% | 0.32596
[10 empty] | 58.53% | 0.32596
[10 empty] | 58.53% | 0.32595
[10 empty] | 58.53% | 0.32594
[10 empty] | 58.54% | 0.32593
[10 empty] | 58.54% | 0.32593
[10 empty] | 58.54% | 0.32593
[10 empty] | 58.54% | 0.32592
[10 empty] | 58.55% | 0.32591
[10 empty] | 58.55% | 0.3259
[10 empty] | 58.55% | 0.3259
[10 empty] | 58.56% | 0.32589
[10 empty] | 58.56% | 0.32589
[10 empty] | 58.56% | 0.32589
[10 empty] | 58.56% | 0.32588
[10 empty] | 58.57% | 0.32586
[10 empty] | 58.57% | 0.32586
[10 empty] | 58.57% | 0.32586
[10 empty] | 58.58% | 0.32583
[10 empty] | 58.58% | 0.32583
[10 empty] | 58.58% | 0.32582
[10 empty] | 58.58% | 0.32582
[10 empty] | 58.59% | 0.32582
[10 empty] | 58.59% | 0.32582
[10 empty] | 58.59% | 0.32581
[10 empty] | 58.6% | 0.3258
[10 empty] | 58.6% | 0.32579
[10 empty] | 58.6% | 0.32578
[10 empty] | 58.6% | 0.32577
[10 empty] | 58.61% | 0.32576
[10 empty] | 58.61% | 0.32576
[10 empty] | 58.61% | 0.32574
[10 empty] | 58.62% | 0.32572
[10 empty] | 58.62% | 0.32572
[10 empty] | 58.62% | 0.32571
[10 empty] | 58.62% | 0.32571
[10 empty] | 58.63% | 0.32571
[10 empty] | 58.63% | 0.32571
[10 empty] | 58.63% | 0.32571
[10 empty] | 58.64% | 0.32568
[10 empty] | 58.64% | 0.32567
[10 empty] | 58.64% | 0.32566
[10 empty] | 58.64% | 0.32566
[10 empty] | 58.65% | 0.32565
[10 empty] | 58.65% | 0.32565
[10 empty] | 58.65% | 0.32564
[10 empty] | 58.66% | 0.32564
[10 empty] | 58.66% | 0.32564
[10 empty] | 58.66% | 0.32564
[10 empty] | 58.66% | 0.32563
[10 empty] | 58.67% | 0.32563
[10 empty] | 58.67% | 0.32563
[10 empty] | 58.67% | 0.32562
[10 empty] | 58.68% | 0.32561
[10 empty] | 58.68% | 0.32561
[10 empty] | 58.68% | 0.32561
[10 empty] | 58.68% | 0.32561
[10 empty] | 58.69% | 0.3256
[10 empty] | 58.69% | 0.32559
[10 empty] | 58.69% | 0.32558
[10 empty] | 58.7% | 0.32558
[10 empty] | 58.7% | 0.32558
[10 empty] | 58.7% | 0.32558
[10 empty] | 58.7% | 0.32557
[10 empty] | 58.71% | 0.32557
[10 empty] | 58.71% | 0.32557
[10 empty] | 58.71% | 0.32556
[10 empty] | 58.72% | 0.32556
[10 empty] | 58.72% | 0.32556
[10 empty] | 58.72% | 0.32556
[10 empty] | 58.72% | 0.32554
[10 empty] | 58.73% | 0.32554
[10 empty] | 58.73% | 0.32553
[10 empty] | 58.73% | 0.32553
[10 empty] | 58.74% | 0.32552
[10 empty] | 58.74% | 0.32552
[10 empty] | 58.74% | 0.32551
[10 empty] | 58.74% | 0.32551
[10 empty] | 58.75% | 0.32551
[10 empty] | 58.75% | 0.32551
[10 empty] | 58.75% | 0.3255
[10 empty] | 58.76% | 0.3255
[10 empty] | 58.76% | 0.3255
[10 empty] | 58.76% | 0.3255
[10 empty] | 58.76% | 0.32549
[10 empty] | 58.77% | 0.32548
[10 empty] | 58.77% | 0.32548
[10 empty] | 58.77% | 0.32547
[10 empty] | 58.78% | 0.32547
[10 empty] | 58.78% | 0.32547
[10 empty] | 58.78% | 0.32547
[10 empty] | 58.78% | 0.32546
[10 empty] | 58.79% | 0.32546
[10 empty] | 58.79% | 0.32545
[10 empty] | 58.79% | 0.32545
[10 empty] | 58.8% | 0.32545
[10 empty] | 58.8% | 0.32545
[10 empty] | 58.8% | 0.32544
[10 empty] | 58.8% | 0.32543
[10 empty] | 58.81% | 0.32541
[10 empty] | 58.81% | 0.32541
[10 empty] | 58.81% | 0.32539
[10 empty] | 58.82% | 0.32539
[10 empty] | 58.82% | 0.32539
[10 empty] | 58.82% | 0.32538
[10 empty] | 58.82% | 0.32538
[10 empty] | 58.83% | 0.32537
[10 empty] | 58.83% | 0.32537
[10 empty] | 58.83% | 0.32536
[10 empty] | 58.84% | 0.32536
[10 empty] | 58.84% | 0.32536
[10 empty] | 58.84% | 0.32536
[10 empty] | 58.84% | 0.32535
[10 empty] | 58.85% | 0.32533
[10 empty] | 58.85% | 0.32533
[10 empty] | 58.85% | 0.32531
[10 empty] | 58.86% | 0.3253
[10 empty] | 58.86% | 0.32528
[10 empty] | 58.86% | 0.32527
[10 empty] | 58.86% | 0.32527
[10 empty] | 58.87% | 0.32526
[10 empty] | 58.87% | 0.32526
[10 empty] | 58.87% | 0.32526
[10 empty] | 58.88% | 0.32525
[10 empty] | 58.88% | 0.32524
[10 empty] | 58.88% | 0.32523
[10 empty] | 58.88% | 0.32523
[10 empty] | 58.89% | 0.32522
[10 empty] | 58.89% | 0.32522
[10 empty] | 58.89% | 0.32522
[10 empty] | 58.9% | 0.32521
[10 empty] | 58.9% | 0.32521
[10 empty] | 58.9% | 0.32521
[10 empty] | 58.9% | 0.32521
[10 empty] | 58.91% | 0.32521
[10 empty] | 58.91% | 0.32521
[10 empty] | 58.91% | 0.3252
[10 empty] | 58.92% | 0.32519
[10 empty] | 58.92% | 0.32518
[10 empty] | 58.92% | 0.32518
[10 empty] | 58.92% | 0.32516
[10 empty] | 58.93% | 0.32516
[10 empty] | 58.93% | 0.32516
[10 empty] | 58.93% | 0.32515
[10 empty] | 58.93% | 0.32514
[10 empty] | 58.94% | 0.32514
[10 empty] | 58.94% | 0.32513
[10 empty] | 58.94% | 0.32513
[10 empty] | 58.95% | 0.32513
[10 empty] | 58.95% | 0.32512
[10 empty] | 58.95% | 0.32512
[10 empty] | 58.95% | 0.32512
[10 empty] | 58.96% | 0.32511
[10 empty] | 58.96% | 0.3251
[10 empty] | 58.96% | 0.3251
[10 empty] | 58.97% | 0.3251
[10 empty] | 58.97% | 0.3251
[10 empty] | 58.97% | 0.32509
[10 empty] | 58.97% | 0.32509
[10 empty] | 58.98% | 0.32509
[10 empty] | 58.98% | 0.32509
[10 empty] | 58.98% | 0.32509
[10 empty] | 58.99% | 0.32509
[10 empty] | 58.99% | 0.32508
[10 empty] | 58.99% | 0.32508
[10 empty] | 58.99% | 0.32507
[10 empty] | 59% | 0.32507
[10 empty] | 59% | 0.32507
[10 empty] | 59% | 0.32505
[10 empty] | 59.01% | 0.32505
[10 empty] | 59.01% | 0.32504
[10 empty] | 59.01% | 0.32504
[10 empty] | 59.01% | 0.32503
[10 empty] | 59.02% | 0.32503
[10 empty] | 59.02% | 0.32503
[10 empty] | 59.02% | 0.32502
[10 empty] | 59.03% | 0.32501
[10 empty] | 59.03% | 0.32501
[10 empty] | 59.03% | 0.325
[10 empty] | 59.03% | 0.325
[10 empty] | 59.04% | 0.32499
[10 empty] | 59.04% | 0.32499
[10 empty] | 59.04% | 0.32499
[10 empty] | 59.05% | 0.32498
[10 empty] | 59.05% | 0.32498
[10 empty] | 59.05% | 0.32498
[10 empty] | 59.05% | 0.32498
[10 empty] | 59.06% | 0.32498
[10 empty] | 59.06% | 0.32497
[10 empty] | 59.06% | 0.32497
[10 empty] | 59.07% | 0.32496
[10 empty] | 59.07% | 0.32496
[10 empty] | 59.07% | 0.32496
[10 empty] | 59.07% | 0.32496
[10 empty] | 59.08% | 0.32495
[10 empty] | 59.08% | 0.32493
[10 empty] | 59.08% | 0.32493
[10 empty] | 59.09% | 0.32493
[10 empty] | 59.09% | 0.32491
[10 empty] | 59.09% | 0.32491
[10 empty] | 59.09% | 0.3249
[10 empty] | 59.1% | 0.3249
[10 empty] | 59.1% | 0.32489
[10 empty] | 59.1% | 0.32488
[10 empty] | 59.11% | 0.32488
[10 empty] | 59.11% | 0.32487
[10 empty] | 59.11% | 0.32487
[10 empty] | 59.11% | 0.32486
[10 empty] | 59.12% | 0.32485
[10 empty] | 59.12% | 0.32485
[10 empty] | 59.12% | 0.32485
[10 empty] | 59.13% | 0.32484
[10 empty] | 59.13% | 0.32484
[10 empty] | 59.13% | 0.32483
[10 empty] | 59.13% | 0.32483
[10 empty] | 59.14% | 0.32482
[10 empty] | 59.14% | 0.32482
[10 empty] | 59.14% | 0.32482
[10 empty] | 59.15% | 0.3248
[10 empty] | 59.15% | 0.3248
[10 empty] | 59.15% | 0.32479
[10 empty] | 59.15% | 0.32479
[10 empty] | 59.16% | 0.32479
[10 empty] | 59.16% | 0.32479
[10 empty] | 59.16% | 0.32479
[10 empty] | 59.17% | 0.32478
[10 empty] | 59.17% | 0.32476
[10 empty] | 59.17% | 0.32475
[10 empty] | 59.17% | 0.32474
[10 empty] | 59.18% | 0.32474
[10 empty] | 59.18% | 0.32474
[10 empty] | 59.18% | 0.32474
[10 empty] | 59.19% | 0.32473
[10 empty] | 59.19% | 0.32473
[10 empty] | 59.19% | 0.32471
[10 empty] | 59.19% | 0.32471
[10 empty] | 59.2% | 0.32469
[10 empty] | 59.2% | 0.32469
[10 empty] | 59.2% | 0.32467
[10 empty] | 59.21% | 0.32466
[10 empty] | 59.21% | 0.32466
[10 empty] | 59.21% | 0.32466
[10 empty] | 59.21% | 0.32464
[10 empty] | 59.22% | 0.32464
[10 empty] | 59.22% | 0.32463
[10 empty] | 59.22% | 0.32463
[10 empty] | 59.23% | 0.32462
[10 empty] | 59.23% | 0.32461
[10 empty] | 59.23% | 0.32461
[10 empty] | 59.23% | 0.3246
[10 empty] | 59.24% | 0.3246
[10 empty] | 59.24% | 0.32459
[10 empty] | 59.24% | 0.32459
[10 empty] | 59.25% | 0.32459
[10 empty] | 59.25% | 0.32458
[10 empty] | 59.25% | 0.32458
[10 empty] | 59.25% | 0.32456
[10 empty] | 59.26% | 0.32456
[10 empty] | 59.26% | 0.32455
[10 empty] | 59.26% | 0.32455
[10 empty] | 59.27% | 0.32454
[10 empty] | 59.27% | 0.32454
[10 empty] | 59.27% | 0.32452
[10 empty] | 59.27% | 0.32451
[10 empty] | 59.28% | 0.32451
[10 empty] | 59.28% | 0.3245
[10 empty] | 59.28% | 0.3245
[10 empty] | 59.29% | 0.32449
[10 empty] | 59.29% | 0.32448
[10 empty] | 59.29% | 0.32447
[10 empty] | 59.29% | 0.32447
[10 empty] | 59.3% | 0.32447
[10 empty] | 59.3% | 0.32446
[10 empty] | 59.3% | 0.32445
[10 empty] | 59.31% | 0.32445
[10 empty] | 59.31% | 0.32445
[10 empty] | 59.31% | 0.32444
[10 empty] | 59.31% | 0.32444
[10 empty] | 59.32% | 0.32444
[10 empty] | 59.32% | 0.32444
[10 empty] | 59.32% | 0.32443
[10 empty] | 59.33% | 0.32443
[10 empty] | 59.33% | 0.32443
[10 empty] | 59.33% | 0.32443
[10 empty] | 59.33% | 0.32443
[10 empty] | 59.34% | 0.32442
[10 empty] | 59.34% | 0.3244
[10 empty] | 59.34% | 0.32439
[10 empty] | 59.35% | 0.32439
[10 empty] | 59.35% | 0.32438
[10 empty] | 59.35% | 0.32438
[10 empty] | 59.35% | 0.32437
[10 empty] | 59.36% | 0.32437
[10 empty] | 59.36% | 0.32437
[10 empty] | 59.36% | 0.32435
[10 empty] | 59.37% | 0.32435
[10 empty] | 59.37% | 0.32433
[10 empty] | 59.37% | 0.32432
[10 empty] | 59.37% | 0.32432
[10 empty] | 59.38% | 0.32431
[10 empty] | 59.38% | 0.32429
[10 empty] | 59.38% | 0.32429
[10 empty] | 59.39% | 0.32429
[10 empty] | 59.39% | 0.32428
[10 empty] | 59.39% | 0.32427
[10 empty] | 59.39% | 0.32427
[10 empty] | 59.4% | 0.32427
[10 empty] | 59.4% | 0.32426
[10 empty] | 59.4% | 0.32424
[10 empty] | 59.41% | 0.32424
[10 empty] | 59.41% | 0.32423
[10 empty] | 59.41% | 0.32423
[10 empty] | 59.41% | 0.32423
[10 empty] | 59.42% | 0.32422
[10 empty] | 59.42% | 0.32421
[10 empty] | 59.42% | 0.3242
[10 empty] | 59.43% | 0.3242
[10 empty] | 59.43% | 0.3242
[10 empty] | 59.43% | 0.32419
[10 empty] | 59.43% | 0.32417
[10 empty] | 59.44% | 0.32415
[10 empty] | 59.44% | 0.32414
[10 empty] | 59.44% | 0.32413
[10 empty] | 59.45% | 0.32413
[10 empty] | 59.45% | 0.32412
[10 empty] | 59.45% | 0.32412
[10 empty] | 59.45% | 0.3241
[10 empty] | 59.46% | 0.3241
[10 empty] | 59.46% | 0.3241
[10 empty] | 59.46% | 0.32408
[10 empty] | 59.47% | 0.32408
[10 empty] | 59.47% | 0.32408
[10 empty] | 59.47% | 0.32406
[10 empty] | 59.47% | 0.32406
[10 empty] | 59.48% | 0.32405
[10 empty] | 59.48% | 0.32405
[10 empty] | 59.48% | 0.32404
[10 empty] | 59.49% | 0.32403
[10 empty] | 59.49% | 0.32403
[10 empty] | 59.49% | 0.32402
[10 empty] | 59.49% | 0.32402
[10 empty] | 59.5% | 0.32401
[10 empty] | 59.5% | 0.32401
[10 empty] | 59.5% | 0.324
[10 empty] | 59.51% | 0.32399
[10 empty] | 59.51% | 0.32399
[10 empty] | 59.51% | 0.32399
[10 empty] | 59.51% | 0.32398
[10 empty] | 59.52% | 0.32398
[10 empty] | 59.52% | 0.32397
[10 empty] | 59.52% | 0.32397
[10 empty] | 59.53% | 0.32396
[10 empty] | 59.53% | 0.32396
[10 empty] | 59.53% | 0.32396
[10 empty] | 59.53% | 0.32395
[10 empty] | 59.54% | 0.32395
[10 empty] | 59.54% | 0.32394
[10 empty] | 59.54% | 0.32393
[10 empty] | 59.55% | 0.32393
[10 empty] | 59.55% | 0.32393
[10 empty] | 59.55% | 0.32392
[10 empty] | 59.55% | 0.32391
[10 empty] | 59.56% | 0.3239
[10 empty] | 59.56% | 0.32389
[10 empty] | 59.56% | 0.32389
[10 empty] | 59.57% | 0.32389
[10 empty] | 59.57% | 0.32389
[10 empty] | 59.57% | 0.32387
[10 empty] | 59.57% | 0.32386
[10 empty] | 59.58% | 0.32386
[10 empty] | 59.58% | 0.32386
[10 empty] | 59.58% | 0.32385
[10 empty] | 59.59% | 0.32384
[10 empty] | 59.59% | 0.32384
[10 empty] | 59.59% | 0.32384
[10 empty] | 59.59% | 0.32383
[10 empty] | 59.6% | 0.32382
[10 empty] | 59.6% | 0.32382
[10 empty] | 59.6% | 0.32381
[10 empty] | 59.61% | 0.32381
[10 empty] | 59.61% | 0.3238
[10 empty] | 59.61% | 0.32379
[10 empty] | 59.61% | 0.32378
[10 empty] | 59.62% | 0.32378
[10 empty] | 59.62% | 0.32378
[10 empty] | 59.62% | 0.32376
[10 empty] | 59.63% | 0.32376
[10 empty] | 59.63% | 0.32375
[10 empty] | 59.63% | 0.32375
[10 empty] | 59.63% | 0.32375
[10 empty] | 59.64% | 0.32373
[10 empty] | 59.64% | 0.3237
[10 empty] | 59.64% | 0.3237
[10 empty] | 59.65% | 0.3237
[10 empty] | 59.65% | 0.32369
[10 empty] | 59.65% | 0.32369
[10 empty] | 59.65% | 0.32369
[10 empty] | 59.66% | 0.32369
[10 empty] | 59.66% | 0.32368
[10 empty] | 59.66% | 0.32367
[10 empty] | 59.67% | 0.32366
[10 empty] | 59.67% | 0.32366
[10 empty] | 59.67% | 0.32366
[10 empty] | 59.67% | 0.32365
[10 empty] | 59.68% | 0.32362
[10 empty] | 59.68% | 0.32362
[10 empty] | 59.68% | 0.32361
[10 empty] | 59.69% | 0.32361
[10 empty] | 59.69% | 0.3236
[10 empty] | 59.69% | 0.3236
[10 empty] | 59.69% | 0.32359
[10 empty] | 59.7% | 0.32359
[10 empty] | 59.7% | 0.32358
[10 empty] | 59.7% | 0.32357
[10 empty] | 59.71% | 0.32357
[10 empty] | 59.71% | 0.32357
[10 empty] | 59.71% | 0.32356
[10 empty] | 59.71% | 0.32356
[10 empty] | 59.72% | 0.32356
[10 empty] | 59.72% | 0.32356
[10 empty] | 59.72% | 0.32356
[10 empty] | 59.73% | 0.32356
[10 empty] | 59.73% | 0.32356
[10 empty] | 59.73% | 0.32355
[10 empty] | 59.73% | 0.32353
[10 empty] | 59.74% | 0.32353
[10 empty] | 59.74% | 0.32353
[10 empty] | 59.74% | 0.32351
[10 empty] | 59.75% | 0.3235
[10 empty] | 59.75% | 0.3235
[10 empty] | 59.75% | 0.32347
[10 empty] | 59.75% | 0.32346
[10 empty] | 59.76% | 0.32345
[10 empty] | 59.76% | 0.32345
[10 empty] | 59.76% | 0.32345
[10 empty] | 59.77% | 0.32344
[10 empty] | 59.77% | 0.32343
[10 empty] | 59.77% | 0.32341
[10 empty] | 59.77% | 0.32341
[10 empty] | 59.78% | 0.32341
[10 empty] | 59.78% | 0.32341
[10 empty] | 59.78% | 0.3234
[10 empty] | 59.79% | 0.3234
[10 empty] | 59.79% | 0.3234
[10 empty] | 59.79% | 0.3234
[10 empty] | 59.79% | 0.32339
[10 empty] | 59.8% | 0.32339
[10 empty] | 59.8% | 0.32338
[10 empty] | 59.8% | 0.32338
[10 empty] | 59.81% | 0.32337
[10 empty] | 59.81% | 0.32336
[10 empty] | 59.81% | 0.32335
[10 empty] | 59.81% | 0.32335
[10 empty] | 59.82% | 0.32333
[10 empty] | 59.82% | 0.32333
[10 empty] | 59.82% | 0.32333
[10 empty] | 59.83% | 0.32331
[10 empty] | 59.83% | 0.32331
[10 empty] | 59.83% | 0.32329
[10 empty] | 59.83% | 0.32329
[10 empty] | 59.84% | 0.32328
[10 empty] | 59.84% | 0.32328
[10 empty] | 59.84% | 0.32327
[10 empty] | 59.85% | 0.32327
[10 empty] | 59.85% | 0.32327
[10 empty] | 59.85% | 0.32327
[10 empty] | 59.85% | 0.32324
[10 empty] | 59.86% | 0.32324
[10 empty] | 59.86% | 0.32323
[10 empty] | 59.86% | 0.3232
[10 empty] | 59.87% | 0.3232
[10 empty] | 59.87% | 0.3232
[10 empty] | 59.87% | 0.32319
[10 empty] | 59.87% | 0.32319
[10 empty] | 59.88% | 0.32318
[10 empty] | 59.88% | 0.32318
[10 empty] | 59.88% | 0.32317
[10 empty] | 59.89% | 0.32316
[10 empty] | 59.89% | 0.32316
[10 empty] | 59.89% | 0.32315
[10 empty] | 59.89% | 0.32315
[10 empty] | 59.9% | 0.32314
[10 empty] | 59.9% | 0.32314
[10 empty] | 59.9% | 0.32313
[10 empty] | 59.91% | 0.32313
[10 empty] | 59.91% | 0.32313
[10 empty] | 59.91% | 0.3231
[10 empty] | 59.91% | 0.32309
[10 empty] | 59.92% | 0.32309
[10 empty] | 59.92% | 0.32308
[10 empty] | 59.92% | 0.32307
[10 empty] | 59.93% | 0.32307
[10 empty] | 59.93% | 0.32307
[10 empty] | 59.93% | 0.32307
[10 empty] | 59.93% | 0.32307
[10 empty] | 59.94% | 0.32307
[10 empty] | 59.94% | 0.32306
[10 empty] | 59.94% | 0.32305
[10 empty] | 59.95% | 0.32304
[10 empty] | 59.95% | 0.32303
[10 empty] | 59.95% | 0.32303
[10 empty] | 59.95% | 0.32302
[10 empty] | 59.96% | 0.32302
[10 empty] | 59.96% | 0.32302
[10 empty] | 59.96% | 0.32301
[10 empty] | 59.97% | 0.32301
[10 empty] | 59.97% | 0.323
[10 empty] | 59.97% | 0.323
[10 empty] | 59.97% | 0.323
[10 empty] | 59.98% | 0.32298
[10 empty] | 59.98% | 0.32298
[10 empty] | 59.98% | 0.32297
[10 empty] | 59.99% | 0.32297
[10 empty] | 59.99% | 0.32296
[10 empty] | 59.99% | 0.32296
[10 empty] | 59.99% | 0.32294
[10 empty] | 60% | 0.32294
[10 empty] | 60% | 0.32294
[10 empty] | 60% | 0.32294
[10 empty] | 60.01% | 0.32294
[10 empty] | 60.01% | 0.32293
[10 empty] | 60.01% | 0.32292
[10 empty] | 60.01% | 0.32292
[10 empty] | 60.02% | 0.32291
[10 empty] | 60.02% | 0.3229
[10 empty] | 60.02% | 0.3229
[10 empty] | 60.03% | 0.3229
[10 empty] | 60.03% | 0.3229
[10 empty] | 60.03% | 0.32289
[10 empty] | 60.03% | 0.32288
[10 empty] | 60.04% | 0.32288
[10 empty] | 60.04% | 0.32287
[10 empty] | 60.04% | 0.32287
[10 empty] | 60.05% | 0.32287
[10 empty] | 60.05% | 0.32286
[10 empty] | 60.05% | 0.32286
[10 empty] | 60.05% | 0.32286
[10 empty] | 60.06% | 0.32285
[10 empty] | 60.06% | 0.32285
[10 empty] | 60.06% | 0.32284
[10 empty] | 60.07% | 0.32283
[10 empty] | 60.07% | 0.32283
[10 empty] | 60.07% | 0.32283
[10 empty] | 60.07% | 0.32283
[10 empty] | 60.08% | 0.32283
[10 empty] | 60.08% | 0.32282
[10 empty] | 60.08% | 0.32281
[10 empty] | 60.09% | 0.32281
[10 empty] | 60.09% | 0.3228
[10 empty] | 60.09% | 0.3228
[10 empty] | 60.09% | 0.32279
[10 empty] | 60.1% | 0.32279
[10 empty] | 60.1% | 0.32279
[10 empty] | 60.1% | 0.32279
[10 empty] | 60.11% | 0.32279
[10 empty] | 60.11% | 0.32278
[10 empty] | 60.11% | 0.32276
[10 empty] | 60.11% | 0.32273
[10 empty] | 60.12% | 0.32273
[10 empty] | 60.12% | 0.32272
[10 empty] | 60.12% | 0.32271
[10 empty] | 60.12% | 0.32271
[10 empty] | 60.13% | 0.3227
[10 empty] | 60.13% | 0.32268
[10 empty] | 60.13% | 0.32267
[10 empty] | 60.14% | 0.32266
[10 empty] | 60.14% | 0.32266
[10 empty] | 60.14% | 0.32265
[10 empty] | 60.14% | 0.32265
[10 empty] | 60.15% | 0.32265
[10 empty] | 60.15% | 0.32263
[10 empty] | 60.15% | 0.32263
[10 empty] | 60.16% | 0.32263
[10 empty] | 60.16% | 0.32263
[10 empty] | 60.16% | 0.32262
[10 empty] | 60.16% | 0.32262
[10 empty] | 60.17% | 0.32262
[10 empty] | 60.17% | 0.32261
[10 empty] | 60.17% | 0.3226
[10 empty] | 60.18% | 0.3226
[10 empty] | 60.18% | 0.32259
[10 empty] | 60.18% | 0.32259
[10 empty] | 60.18% | 0.32258
[10 empty] | 60.19% | 0.32258
[10 empty] | 60.19% | 0.32257
[10 empty] | 60.19% | 0.32256
[10 empty] | 60.2% | 0.32255
[10 empty] | 60.2% | 0.32255
[10 empty] | 60.2% | 0.32254
[10 empty] | 60.2% | 0.32254
[10 empty] | 60.21% | 0.32253
[10 empty] | 60.21% | 0.32253
[10 empty] | 60.21% | 0.32252
[10 empty] | 60.22% | 0.32251
[10 empty] | 60.22% | 0.32251
[10 empty] | 60.22% | 0.32251
[10 empty] | 60.22% | 0.3225
[10 empty] | 60.23% | 0.3225
[10 empty] | 60.23% | 0.32249
[10 empty] | 60.23% | 0.32249
[10 empty] | 60.24% | 0.32249
[10 empty] | 60.24% | 0.32249
[10 empty] | 60.24% | 0.32248
[10 empty] | 60.24% | 0.32248
[10 empty] | 60.25% | 0.32246
[10 empty] | 60.25% | 0.32244
[10 empty] | 60.25% | 0.32243
[10 empty] | 60.26% | 0.32243
[10 empty] | 60.26% | 0.32242
[10 empty] | 60.26% | 0.32241
[10 empty] | 60.26% | 0.32241
[10 empty] | 60.27% | 0.32241
[10 empty] | 60.27% | 0.3224
[10 empty] | 60.27% | 0.3224
[10 empty] | 60.28% | 0.3224
[10 empty] | 60.28% | 0.32239
[10 empty] | 60.28% | 0.32239
[10 empty] | 60.28% | 0.32239
[10 empty] | 60.29% | 0.32238
[10 empty] | 60.29% | 0.32238
[10 empty] | 60.29% | 0.32237
[10 empty] | 60.3% | 0.32235
[10 empty] | 60.3% | 0.32234
[10 empty] | 60.3% | 0.32234
[10 empty] | 60.3% | 0.32233
[10 empty] | 60.31% | 0.32233
[10 empty] | 60.31% | 0.32233
[10 empty] | 60.31% | 0.32232
[10 empty] | 60.32% | 0.32232
[10 empty] | 60.32% | 0.32231
[10 empty] | 60.32% | 0.32231
[10 empty] | 60.32% | 0.32231
[10 empty] | 60.33% | 0.32231
[10 empty] | 60.33% | 0.3223
[10 empty] | 60.33% | 0.3223
[10 empty] | 60.34% | 0.3223
[10 empty] | 60.34% | 0.32229
[10 empty] | 60.34% | 0.32228
[10 empty] | 60.34% | 0.32227
[10 empty] | 60.35% | 0.32226
[10 empty] | 60.35% | 0.32226
[10 empty] | 60.35% | 0.32226
[10 empty] | 60.36% | 0.32226
[10 empty] | 60.36% | 0.32224
[10 empty] | 60.36% | 0.32223
[10 empty] | 60.36% | 0.32223
[10 empty] | 60.37% | 0.32221
[10 empty] | 60.37% | 0.32221
[10 empty] | 60.37% | 0.32219
[10 empty] | 60.38% | 0.32218
[10 empty] | 60.38% | 0.32218
[10 empty] | 60.38% | 0.32217
[10 empty] | 60.38% | 0.32217
[10 empty] | 60.39% | 0.32217
[10 empty] | 60.39% | 0.32217
[10 empty] | 60.39% | 0.32216
[10 empty] | 60.4% | 0.32216
[10 empty] | 60.4% | 0.32215
[10 empty] | 60.4% | 0.32214
[10 empty] | 60.4% | 0.32212
[10 empty] | 60.41% | 0.32211
[10 empty] | 60.41% | 0.32211
[10 empty] | 60.41% | 0.32208
[10 empty] | 60.42% | 0.32207
[10 empty] | 60.42% | 0.32207
[10 empty] | 60.42% | 0.32207
[10 empty] | 60.42% | 0.32205
[10 empty] | 60.43% | 0.32204
[10 empty] | 60.43% | 0.32203
[10 empty] | 60.43% | 0.32202
[10 empty] | 60.44% | 0.32202
[10 empty] | 60.44% | 0.32202
[10 empty] | 60.44% | 0.32202
[10 empty] | 60.44% | 0.32202
[10 empty] | 60.45% | 0.322
[10 empty] | 60.45% | 0.322
[10 empty] | 60.45% | 0.322
[10 empty] | 60.46% | 0.322
[10 empty] | 60.46% | 0.32199
[10 empty] | 60.46% | 0.32199
[10 empty] | 60.46% | 0.32198
[10 empty] | 60.47% | 0.32197
[10 empty] | 60.47% | 0.32196
[10 empty] | 60.47% | 0.32193
[10 empty] | 60.48% | 0.32191
[10 empty] | 60.48% | 0.32191
[10 empty] | 60.48% | 0.32188
[10 empty] | 60.48% | 0.32188
[10 empty] | 60.49% | 0.32187
[10 empty] | 60.49% | 0.32187
[10 empty] | 60.49% | 0.32186
[10 empty] | 60.5% | 0.32186
[10 empty] | 60.5% | 0.32186
[10 empty] | 60.5% | 0.32185
[10 empty] | 60.5% | 0.32184
[10 empty] | 60.51% | 0.32184
[10 empty] | 60.51% | 0.32184
[10 empty] | 60.51% | 0.32184
[10 empty] | 60.52% | 0.32184
[10 empty] | 60.52% | 0.32183
[10 empty] | 60.52% | 0.32183
[10 empty] | 60.52% | 0.32183
[10 empty] | 60.53% | 0.32182
[10 empty] | 60.53% | 0.32182
[10 empty] | 60.53% | 0.32181
[10 empty] | 60.54% | 0.32181
[10 empty] | 60.54% | 0.3218
[10 empty] | 60.54% | 0.3218
[10 empty] | 60.54% | 0.32178
[10 empty] | 60.55% | 0.32178
[10 empty] | 60.55% | 0.32177
[10 empty] | 60.55% | 0.32175
[10 empty] | 60.56% | 0.32174
[10 empty] | 60.56% | 0.32173
[10 empty] | 60.56% | 0.32173
[10 empty] | 60.56% | 0.32171
[10 empty] | 60.57% | 0.32171
[10 empty] | 60.57% | 0.32171
[10 empty] | 60.57% | 0.3217
[10 empty] | 60.58% | 0.3217
[10 empty] | 60.58% | 0.32168
[10 empty] | 60.58% | 0.32167
[10 empty] | 60.58% | 0.32167
[10 empty] | 60.59% | 0.32166
[10 empty] | 60.59% | 0.32166
[10 empty] | 60.59% | 0.32166
[10 empty] | 60.6% | 0.32165
[10 empty] | 60.6% | 0.32165
[10 empty] | 60.6% | 0.32165
[10 empty] | 60.6% | 0.32165
[10 empty] | 60.61% | 0.32165
[10 empty] | 60.61% | 0.32162
[10 empty] | 60.61% | 0.32161
[10 empty] | 60.62% | 0.32161
[10 empty] | 60.62% | 0.32161
[10 empty] | 60.62% | 0.3216
[10 empty] | 60.62% | 0.32159
[10 empty] | 60.63% | 0.32159
[10 empty] | 60.63% | 0.32159
[10 empty] | 60.63% | 0.32156
[10 empty] | 60.64% | 0.32156
[10 empty] | 60.64% | 0.32156
[10 empty] | 60.64% | 0.32155
[10 empty] | 60.64% | 0.32154
[10 empty] | 60.65% | 0.32154
[10 empty] | 60.65% | 0.32154
[10 empty] | 60.65% | 0.3215
[10 empty] | 60.66% | 0.3215
[10 empty] | 60.66% | 0.3215
[10 empty] | 60.66% | 0.3215
[10 empty] | 60.66% | 0.32149
[10 empty] | 60.67% | 0.32146
[10 empty] | 60.67% | 0.32146
[10 empty] | 60.67% | 0.32145
[10 empty] | 60.68% | 0.32145
[10 empty] | 60.68% | 0.32145
[10 empty] | 60.68% | 0.32144
[10 empty] | 60.68% | 0.32144
[10 empty] | 60.69% | 0.32142
[10 empty] | 60.69% | 0.32142
[10 empty] | 60.69% | 0.32141
[10 empty] | 60.7% | 0.32141
[10 empty] | 60.7% | 0.3214
[10 empty] | 60.7% | 0.32139
[10 empty] | 60.7% | 0.32139
[10 empty] | 60.71% | 0.32139
[10 empty] | 60.71% | 0.32139
[10 empty] | 60.71% | 0.32137
[10 empty] | 60.72% | 0.32137
[10 empty] | 60.72% | 0.32136
[10 empty] | 60.72% | 0.32136
[10 empty] | 60.72% | 0.32135
[10 empty] | 60.73% | 0.32135
[10 empty] | 60.73% | 0.32133
[10 empty] | 60.73% | 0.32133
[10 empty] | 60.74% | 0.32132
[10 empty] | 60.74% | 0.32131
[10 empty] | 60.74% | 0.32131
[10 empty] | 60.74% | 0.32131
[10 empty] | 60.75% | 0.32131
[10 empty] | 60.75% | 0.32129
[10 empty] | 60.75% | 0.32128
[10 empty] | 60.76% | 0.32128
[10 empty] | 60.76% | 0.32127
[10 empty] | 60.76% | 0.32127
[10 empty] | 60.76% | 0.32127
[10 empty] | 60.77% | 0.32126
[10 empty] | 60.77% | 0.32126
[10 empty] | 60.77% | 0.32125
[10 empty] | 60.78% | 0.32125
[10 empty] | 60.78% | 0.32124
[10 empty] | 60.78% | 0.32124
[10 empty] | 60.78% | 0.32124
[10 empty] | 60.79% | 0.32124
[10 empty] | 60.79% | 0.32123
[10 empty] | 60.79% | 0.32123
[10 empty] | 60.8% | 0.32121
[10 empty] | 60.8% | 0.3212
[10 empty] | 60.8% | 0.3212
[10 empty] | 60.8% | 0.3212
[10 empty] | 60.81% | 0.32118
[10 empty] | 60.81% | 0.32118
[10 empty] | 60.81% | 0.32118
[10 empty] | 60.82% | 0.32117
[10 empty] | 60.82% | 0.32117
[10 empty] | 60.82% | 0.32116
[10 empty] | 60.82% | 0.32116
[10 empty] | 60.83% | 0.32116
[10 empty] | 60.83% | 0.32115
[10 empty] | 60.83% | 0.32114
[10 empty] | 60.84% | 0.32112
[10 empty] | 60.84% | 0.32112
[10 empty] | 60.84% | 0.32112
[10 empty] | 60.84% | 0.32111
[10 empty] | 60.85% | 0.32111
[10 empty] | 60.85% | 0.32111
[10 empty] | 60.85% | 0.3211
[10 empty] | 60.86% | 0.3211
[10 empty] | 60.86% | 0.32109
[10 empty] | 60.86% | 0.32109
[10 empty] | 60.86% | 0.32109
[10 empty] | 60.87% | 0.32109
[10 empty] | 60.87% | 0.32108
[10 empty] | 60.87% | 0.32107
[10 empty] | 60.88% | 0.32106
[10 empty] | 60.88% | 0.32106
[10 empty] | 60.88% | 0.32105
[10 empty] | 60.88% | 0.32105
[10 empty] | 60.89% | 0.32105
[10 empty] | 60.89% | 0.32103
[10 empty] | 60.89% | 0.32101
[10 empty] | 60.9% | 0.32101
[10 empty] | 60.9% | 0.321
[10 empty] | 60.9% | 0.32099
[10 empty] | 60.9% | 0.32099
[10 empty] | 60.91% | 0.32098
[10 empty] | 60.91% | 0.32097
[10 empty] | 60.91% | 0.32096
[10 empty] | 60.92% | 0.32096
[10 empty] | 60.92% | 0.32096
[10 empty] | 60.92% | 0.32095
[10 empty] | 60.92% | 0.32095
[10 empty] | 60.93% | 0.32095
[10 empty] | 60.93% | 0.32095
[10 empty] | 60.93% | 0.32094
[10 empty] | 60.94% | 0.32094
[10 empty] | 60.94% | 0.32094
[10 empty] | 60.94% | 0.32092
[10 empty] | 60.94% | 0.32092
[10 empty] | 60.95% | 0.32092
[10 empty] | 60.95% | 0.32092
[10 empty] | 60.95% | 0.32092
[10 empty] | 60.96% | 0.32092
[10 empty] | 60.96% | 0.3209
[10 empty] | 60.96% | 0.3209
[10 empty] | 60.96% | 0.32089
[10 empty] | 60.97% | 0.32089
[10 empty] | 60.97% | 0.32089
[10 empty] | 60.97% | 0.32088
[10 empty] | 60.98% | 0.32087
[10 empty] | 60.98% | 0.32086
[10 empty] | 60.98% | 0.32085
[10 empty] | 60.98% | 0.32084
[10 empty] | 60.99% | 0.32084
[10 empty] | 60.99% | 0.32083
[10 empty] | 60.99% | 0.32082
[10 empty] | 61% | 0.32081
[10 empty] | 61% | 0.3208
[10 empty] | 61% | 0.3208
[10 empty] | 61% | 0.32079
[10 empty] | 61.01% | 0.32079
[10 empty] | 61.01% | 0.32079
[10 empty] | 61.01% | 0.32078
[10 empty] | 61.02% | 0.32077
[10 empty] | 61.02% | 0.32077
[10 empty] | 61.02% | 0.32076
[10 empty] | 61.02% | 0.32075
[10 empty] | 61.03% | 0.32075
[10 empty] | 61.03% | 0.32074
[10 empty] | 61.03% | 0.32074
[10 empty] | 61.04% | 0.32074
[10 empty] | 61.04% | 0.32072
[10 empty] | 61.04% | 0.32071
[10 empty] | 61.04% | 0.32071
[10 empty] | 61.05% | 0.3207
[10 empty] | 61.05% | 0.3207
[10 empty] | 61.05% | 0.32068
[10 empty] | 61.06% | 0.32067
[10 empty] | 61.06% | 0.32066
[10 empty] | 61.06% | 0.32065
[10 empty] | 61.06% | 0.32064
[10 empty] | 61.07% | 0.32063
[10 empty] | 61.07% | 0.32063
[10 empty] | 61.07% | 0.32062
[10 empty] | 61.08% | 0.32061
[10 empty] | 61.08% | 0.32061
[10 empty] | 61.08% | 0.32061
[10 empty] | 61.08% | 0.32059
[10 empty] | 61.09% | 0.32058
[10 empty] | 61.09% | 0.32058
[10 empty] | 61.09% | 0.32058
[10 empty] | 61.1% | 0.32057
[10 empty] | 61.1% | 0.32055
[10 empty] | 61.1% | 0.32055
[10 empty] | 61.1% | 0.32054
[10 empty] | 61.11% | 0.32054
[10 empty] | 61.11% | 0.32052
[10 empty] | 61.11% | 0.3205
[10 empty] | 61.12% | 0.3205
[10 empty] | 61.12% | 0.3205
[10 empty] | 61.12% | 0.3205
[10 empty] | 61.12% | 0.32049
[10 empty] | 61.13% | 0.32049
[10 empty] | 61.13% | 0.32049
[10 empty] | 61.13% | 0.32048
[10 empty] | 61.14% | 0.32048
[10 empty] | 61.14% | 0.32048
[10 empty] | 61.14% | 0.32046
[10 empty] | 61.14% | 0.32046
[10 empty] | 61.15% | 0.32044
[10 empty] | 61.15% | 0.32044
[10 empty] | 61.15% | 0.32044
[10 empty] | 61.16% | 0.32043
[10 empty] | 61.16% | 0.32042
[10 empty] | 61.16% | 0.32041
[10 empty] | 61.16% | 0.32041
[10 empty] | 61.17% | 0.32041
[10 empty] | 61.17% | 0.32041
[10 empty] | 61.17% | 0.3204
[10 empty] | 61.18% | 0.3204
[10 empty] | 61.18% | 0.3204
[10 empty] | 61.18% | 0.32039
[10 empty] | 61.18% | 0.32038
[10 empty] | 61.19% | 0.32034
[10 empty] | 61.19% | 0.32034
[10 empty] | 61.19% | 0.32033
[10 empty] | 61.2% | 0.32032
[10 empty] | 61.2% | 0.32031
[10 empty] | 61.2% | 0.32031
[10 empty] | 61.2% | 0.32031
[10 empty] | 61.21% | 0.32031
[10 empty] | 61.21% | 0.32031
[10 empty] | 61.21% | 0.32031
[10 empty] | 61.22% | 0.3203
[10 empty] | 61.22% | 0.3203
[10 empty] | 61.22% | 0.32028
[10 empty] | 61.22% | 0.32027
[10 empty] | 61.23% | 0.32026
[10 empty] | 61.23% | 0.32026
[10 empty] | 61.23% | 0.32026
[10 empty] | 61.24% | 0.32025
[10 empty] | 61.24% | 0.32025
[10 empty] | 61.24% | 0.32024
[10 empty] | 61.24% | 0.32024
[10 empty] | 61.25% | 0.32023
[10 empty] | 61.25% | 0.32023
[10 empty] | 61.25% | 0.32022
[10 empty] | 61.26% | 0.32021
[10 empty] | 61.26% | 0.32021
[10 empty] | 61.26% | 0.3202
[10 empty] | 61.26% | 0.3202
[10 empty] | 61.27% | 0.32019
[10 empty] | 61.27% | 0.32019
[10 empty] | 61.27% | 0.32018
[10 empty] | 61.28% | 0.32018
[10 empty] | 61.28% | 0.32018
[10 empty] | 61.28% | 0.32017
[10 empty] | 61.28% | 0.32016
[10 empty] | 61.29% | 0.32016
[10 empty] | 61.29% | 0.32015
[10 empty] | 61.29% | 0.32015
[10 empty] | 61.3% | 0.32015
[10 empty] | 61.3% | 0.32015
[10 empty] | 61.3% | 0.32015
[10 empty] | 61.3% | 0.32014
[10 empty] | 61.31% | 0.32013
[10 empty] | 61.31% | 0.32013
[10 empty] | 61.31% | 0.32012
[10 empty] | 61.31% | 0.32012
[10 empty] | 61.32% | 0.32012
[10 empty] | 61.32% | 0.32012
[10 empty] | 61.32% | 0.32012
[10 empty] | 61.33% | 0.32011
[10 empty] | 61.33% | 0.32011
[10 empty] | 61.33% | 0.32011
[10 empty] | 61.33% | 0.32011
[10 empty] | 61.34% | 0.3201
[10 empty] | 61.34% | 0.3201
[10 empty] | 61.34% | 0.32009
[10 empty] | 61.35% | 0.32009
[10 empty] | 61.35% | 0.32009
[10 empty] | 61.35% | 0.32009
[10 empty] | 61.35% | 0.32009
[10 empty] | 61.36% | 0.32008
[10 empty] | 61.36% | 0.32008
[10 empty] | 61.36% | 0.32006
[10 empty] | 61.37% | 0.32005
[10 empty] | 61.37% | 0.32005
[10 empty] | 61.37% | 0.32004
[10 empty] | 61.37% | 0.32003
[10 empty] | 61.38% | 0.32002
[10 empty] | 61.38% | 0.32001
[10 empty] | 61.38% | 0.32001
[10 empty] | 61.39% | 0.32
[10 empty] | 61.39% | 0.31999
[10 empty] | 61.39% | 0.31999
[10 empty] | 61.39% | 0.31999
[10 empty] | 61.4% | 0.31998
[10 empty] | 61.4% | 0.31998
[10 empty] | 61.4% | 0.31996
[10 empty] | 61.41% | 0.31996
[10 empty] | 61.41% | 0.31995
[10 empty] | 61.41% | 0.31995
[10 empty] | 61.41% | 0.31995
[10 empty] | 61.42% | 0.31994
[10 empty] | 61.42% | 0.31993
[10 empty] | 61.42% | 0.31993
[10 empty] | 61.43% | 0.31993
[10 empty] | 61.43% | 0.31992
[10 empty] | 61.43% | 0.31991
[10 empty] | 61.43% | 0.31991
[10 empty] | 61.44% | 0.31991
[10 empty] | 61.44% | 0.31989
[10 empty] | 61.44% | 0.31988
[10 empty] | 61.45% | 0.31985
[10 empty] | 61.45% | 0.31984
[10 empty] | 61.45% | 0.31984
[10 empty] | 61.45% | 0.31982
[10 empty] | 61.46% | 0.31982
[10 empty] | 61.46% | 0.31981
[10 empty] | 61.46% | 0.31981
[10 empty] | 61.47% | 0.31979
[10 empty] | 61.47% | 0.31977
[10 empty] | 61.47% | 0.31977
[10 empty] | 61.47% | 0.31976
[10 empty] | 61.48% | 0.31976
[10 empty] | 61.48% | 0.31976
[10 empty] | 61.48% | 0.31976
[10 empty] | 61.49% | 0.31975
[10 empty] | 61.49% | 0.31975
[10 empty] | 61.49% | 0.31974
[10 empty] | 61.49% | 0.31971
[10 empty] | 61.5% | 0.31968
[10 empty] | 61.5% | 0.31968
[10 empty] | 61.5% | 0.31967
[10 empty] | 61.51% | 0.31966
[10 empty] | 61.51% | 0.31966
[10 empty] | 61.51% | 0.31966
[10 empty] | 61.51% | 0.31966
[10 empty] | 61.52% | 0.31965
[10 empty] | 61.52% | 0.31965
[10 empty] | 61.52% | 0.31964
[10 empty] | 61.53% | 0.31963
[10 empty] | 61.53% | 0.31961
[10 empty] | 61.53% | 0.3196
[10 empty] | 61.53% | 0.3196
[10 empty] | 61.54% | 0.31959
[10 empty] | 61.54% | 0.31959
[10 empty] | 61.54% | 0.31957
[10 empty] | 61.55% | 0.31957
[10 empty] | 61.55% | 0.31956
[10 empty] | 61.55% | 0.31956
[10 empty] | 61.55% | 0.31955
[10 empty] | 61.56% | 0.31955
[10 empty] | 61.56% | 0.31955
[10 empty] | 61.56% | 0.31952
[10 empty] | 61.57% | 0.31951
[10 empty] | 61.57% | 0.3195
[10 empty] | 61.57% | 0.31949
[10 empty] | 61.57% | 0.31948
[10 empty] | 61.58% | 0.31947
[10 empty] | 61.58% | 0.31946
[10 empty] | 61.58% | 0.31946
[10 empty] | 61.59% | 0.31946
[10 empty] | 61.59% | 0.31946
[10 empty] | 61.59% | 0.31945
[10 empty] | 61.59% | 0.31945
[10 empty] | 61.6% | 0.31945
[10 empty] | 61.6% | 0.31944
[10 empty] | 61.6% | 0.31943
[10 empty] | 61.61% | 0.31942
[10 empty] | 61.61% | 0.3194
[10 empty] | 61.61% | 0.3194
[10 empty] | 61.61% | 0.31938
[10 empty] | 61.62% | 0.31937
[10 empty] | 61.62% | 0.31937
[10 empty] | 61.62% | 0.31934
[10 empty] | 61.63% | 0.31933
[10 empty] | 61.63% | 0.31932
[10 empty] | 61.63% | 0.31931
[10 empty] | 61.63% | 0.31931
[10 empty] | 61.64% | 0.3193
[10 empty] | 61.64% | 0.31929
[10 empty] | 61.64% | 0.31928
[10 empty] | 61.65% | 0.31927
[10 empty] | 61.65% | 0.31927
[10 empty] | 61.65% | 0.31927
[10 empty] | 61.65% | 0.31926
[10 empty] | 61.66% | 0.31926
[10 empty] | 61.66% | 0.31926
[10 empty] | 61.66% | 0.31925
[10 empty] | 61.67% | 0.31925
[10 empty] | 61.67% | 0.31925
[10 empty] | 61.67% | 0.31925
[10 empty] | 61.67% | 0.31925
[10 empty] | 61.68% | 0.31924
[10 empty] | 61.68% | 0.31924
[10 empty] | 61.68% | 0.31923
[10 empty] | 61.69% | 0.31922
[10 empty] | 61.69% | 0.31922
[10 empty] | 61.69% | 0.3192
[10 empty] | 61.69% | 0.3192
[10 empty] | 61.7% | 0.31919
[10 empty] | 61.7% | 0.31918
[10 empty] | 61.7% | 0.31918
[10 empty] | 61.71% | 0.31917
[10 empty] | 61.71% | 0.31917
[10 empty] | 61.71% | 0.31917
[10 empty] | 61.71% | 0.31916
[10 empty] | 61.72% | 0.31916
[10 empty] | 61.72% | 0.31915
[10 empty] | 61.72% | 0.31914
[10 empty] | 61.73% | 0.31914
[10 empty] | 61.73% | 0.31912
[10 empty] | 61.73% | 0.31912
[10 empty] | 61.73% | 0.31912
[10 empty] | 61.74% | 0.31911
[10 empty] | 61.74% | 0.3191
[10 empty] | 61.74% | 0.31909
[10 empty] | 61.75% | 0.31909
[10 empty] | 61.75% | 0.31909
[10 empty] | 61.75% | 0.31908
[10 empty] | 61.75% | 0.31908
[10 empty] | 61.76% | 0.31908
[10 empty] | 61.76% | 0.31907
[10 empty] | 61.76% | 0.31907
[10 empty] | 61.77% | 0.31906
[10 empty] | 61.77% | 0.31904
[10 empty] | 61.77% | 0.31903
[10 empty] | 61.77% | 0.31902
[10 empty] | 61.78% | 0.31902
[10 empty] | 61.78% | 0.31901
[10 empty] | 61.78% | 0.319
[10 empty] | 61.79% | 0.319
[10 empty] | 61.79% | 0.31899
[10 empty] | 61.79% | 0.31898
[10 empty] | 61.79% | 0.31898
[10 empty] | 61.8% | 0.31897
[10 empty] | 61.8% | 0.31897
[10 empty] | 61.8% | 0.31897
[10 empty] | 61.81% | 0.31897
[10 empty] | 61.81% | 0.31896
[10 empty] | 61.81% | 0.31895
[10 empty] | 61.81% | 0.31894
[10 empty] | 61.82% | 0.31894
[10 empty] | 61.82% | 0.31893
[10 empty] | 61.82% | 0.31893
[10 empty] | 61.83% | 0.31893
[10 empty] | 61.83% | 0.31893
[10 empty] | 61.83% | 0.31892
[10 empty] | 61.83% | 0.31892
[10 empty] | 61.84% | 0.31892
[10 empty] | 61.84% | 0.31891
[10 empty] | 61.84% | 0.31891
[10 empty] | 61.85% | 0.31889
[10 empty] | 61.85% | 0.31889
[10 empty] | 61.85% | 0.31888
[10 empty] | 61.85% | 0.31887
[10 empty] | 61.86% | 0.31886
[10 empty] | 61.86% | 0.31886
[10 empty] | 61.86% | 0.31885
[10 empty] | 61.87% | 0.31885
[10 empty] | 61.87% | 0.31884
[10 empty] | 61.87% | 0.31884
[10 empty] | 61.87% | 0.31883
[10 empty] | 61.88% | 0.31883
[10 empty] | 61.88% | 0.31882
[10 empty] | 61.88% | 0.31881
[10 empty] | 61.89% | 0.3188
[10 empty] | 61.89% | 0.3188
[10 empty] | 61.89% | 0.31879
[10 empty] | 61.89% | 0.31879
[10 empty] | 61.9% | 0.31879
[10 empty] | 61.9% | 0.31878
[10 empty] | 61.9% | 0.31878
[10 empty] | 61.91% | 0.31878
[10 empty] | 61.91% | 0.31878
[10 empty] | 61.91% | 0.31877
[10 empty] | 61.91% | 0.31876
[10 empty] | 61.92% | 0.31876
[10 empty] | 61.92% | 0.31874
[10 empty] | 61.92% | 0.31874
[10 empty] | 61.93% | 0.31873
[10 empty] | 61.93% | 0.31871
[10 empty] | 61.93% | 0.31871
[10 empty] | 61.93% | 0.3187
[10 empty] | 61.94% | 0.3187
[10 empty] | 61.94% | 0.3187
[10 empty] | 61.94% | 0.31869
[10 empty] | 61.95% | 0.31869
[10 empty] | 61.95% | 0.31869
[10 empty] | 61.95% | 0.31869
[10 empty] | 61.95% | 0.31867
[10 empty] | 61.96% | 0.31867
[10 empty] | 61.96% | 0.31867
[10 empty] | 61.96% | 0.31866
[10 empty] | 61.97% | 0.31866
[10 empty] | 61.97% | 0.31865
[10 empty] | 61.97% | 0.31865
[10 empty] | 61.97% | 0.31865
[10 empty] | 61.98% | 0.31864
[10 empty] | 61.98% | 0.31863
[10 empty] | 61.98% | 0.31862
[10 empty] | 61.99% | 0.31862
[10 empty] | 61.99% | 0.31862
[10 empty] | 61.99% | 0.31862
[10 empty] | 61.99% | 0.3186
[10 empty] | 62% | 0.3186
[10 empty] | 62% | 0.31858
[10 empty] | 62% | 0.31858
[10 empty] | 62.01% | 0.31857
[10 empty] | 62.01% | 0.31857
[10 empty] | 62.01% | 0.31856
[10 empty] | 62.01% | 0.31856
[10 empty] | 62.02% | 0.31855
[10 empty] | 62.02% | 0.31855
[10 empty] | 62.02% | 0.31855
[10 empty] | 62.03% | 0.31855
[10 empty] | 62.03% | 0.31854
[10 empty] | 62.03% | 0.31854
[10 empty] | 62.03% | 0.31854
[10 empty] | 62.04% | 0.31853
[10 empty] | 62.04% | 0.31851
[10 empty] | 62.04% | 0.31851
[10 empty] | 62.05% | 0.3185
[10 empty] | 62.05% | 0.31849
[10 empty] | 62.05% | 0.31846
[10 empty] | 62.05% | 0.31845
[10 empty] | 62.06% | 0.31843
[10 empty] | 62.06% | 0.31842
[10 empty] | 62.06% | 0.31842
[10 empty] | 62.07% | 0.31841
[10 empty] | 62.07% | 0.31839
[10 empty] | 62.07% | 0.31838
[10 empty] | 62.07% | 0.31838
[10 empty] | 62.08% | 0.31838
[10 empty] | 62.08% | 0.31837
[10 empty] | 62.08% | 0.31836
[10 empty] | 62.09% | 0.31836
[10 empty] | 62.09% | 0.31833
[10 empty] | 62.09% | 0.31832
[10 empty] | 62.09% | 0.31831
[10 empty] | 62.1% | 0.3183
[10 empty] | 62.1% | 0.3183
[10 empty] | 62.1% | 0.31828
[10 empty] | 62.11% | 0.31828
[10 empty] | 62.11% | 0.31828
[10 empty] | 62.11% | 0.31827
[10 empty] | 62.11% | 0.31826
[10 empty] | 62.12% | 0.31826
[10 empty] | 62.12% | 0.31824
[10 empty] | 62.12% | 0.31823
[10 empty] | 62.13% | 0.31823
[10 empty] | 62.13% | 0.31823
[10 empty] | 62.13% | 0.31821
[10 empty] | 62.13% | 0.31821
[10 empty] | 62.14% | 0.31819
[10 empty] | 62.14% | 0.31818
[10 empty] | 62.14% | 0.31818
[10 empty] | 62.15% | 0.31817
[10 empty] | 62.15% | 0.31817
[10 empty] | 62.15% | 0.31817
[10 empty] | 62.15% | 0.31817
[10 empty] | 62.16% | 0.31815
[10 empty] | 62.16% | 0.31815
[10 empty] | 62.16% | 0.31811
[10 empty] | 62.17% | 0.31811
[10 empty] | 62.17% | 0.31807
[10 empty] | 62.17% | 0.31807
[10 empty] | 62.17% | 0.31806
[10 empty] | 62.18% | 0.31806
[10 empty] | 62.18% | 0.31806
[10 empty] | 62.18% | 0.31806
[10 empty] | 62.19% | 0.31806
[10 empty] | 62.19% | 0.31805
[10 empty] | 62.19% | 0.31805
[10 empty] | 62.19% | 0.31805
[10 empty] | 62.2% | 0.31804
[10 empty] | 62.2% | 0.31804
[10 empty] | 62.2% | 0.31803
[10 empty] | 62.21% | 0.31802
[10 empty] | 62.21% | 0.31802
[10 empty] | 62.21% | 0.31801
[10 empty] | 62.21% | 0.318
[10 empty] | 62.22% | 0.31799
[10 empty] | 62.22% | 0.31799
[10 empty] | 62.22% | 0.31799
[10 empty] | 62.23% | 0.31799
[10 empty] | 62.23% | 0.31798
[10 empty] | 62.23% | 0.31798
[10 empty] | 62.23% | 0.31797
[10 empty] | 62.24% | 0.31797
[10 empty] | 62.24% | 0.31797
[10 empty] | 62.24% | 0.31796
[10 empty] | 62.25% | 0.31795
[10 empty] | 62.25% | 0.31794
[10 empty] | 62.25% | 0.31792
[10 empty] | 62.25% | 0.31792
[10 empty] | 62.26% | 0.31792
[10 empty] | 62.26% | 0.31792
[10 empty] | 62.26% | 0.31792
[10 empty] | 62.27% | 0.31791
[10 empty] | 62.27% | 0.31791
[10 empty] | 62.27% | 0.3179
[10 empty] | 62.27% | 0.31789
[10 empty] | 62.28% | 0.31789
[10 empty] | 62.28% | 0.31789
[10 empty] | 62.28% | 0.31788
[10 empty] | 62.29% | 0.31787
[10 empty] | 62.29% | 0.31786
[10 empty] | 62.29% | 0.31786
[10 empty] | 62.29% | 0.31786
[10 empty] | 62.3% | 0.31785
[10 empty] | 62.3% | 0.31785
[10 empty] | 62.3% | 0.31785
[10 empty] | 62.31% | 0.31785
[10 empty] | 62.31% | 0.31785
[10 empty] | 62.31% | 0.31784
[10 empty] | 62.31% | 0.31784
[10 empty] | 62.32% | 0.31784
[10 empty] | 62.32% | 0.31783
[10 empty] | 62.32% | 0.31782
[10 empty] | 62.33% | 0.31781
[10 empty] | 62.33% | 0.31779
[10 empty] | 62.33% | 0.31777
[10 empty] | 62.33% | 0.31776
[10 empty] | 62.34% | 0.31776
[10 empty] | 62.34% | 0.31775
[10 empty] | 62.34% | 0.31775
[10 empty] | 62.35% | 0.31775
[10 empty] | 62.35% | 0.31775
[10 empty] | 62.35% | 0.31774
[10 empty] | 62.35% | 0.31774
[10 empty] | 62.36% | 0.31773
[10 empty] | 62.36% | 0.31773
[10 empty] | 62.36% | 0.31773
[10 empty] | 62.37% | 0.31771
[10 empty] | 62.37% | 0.3177
[10 empty] | 62.37% | 0.3177
[10 empty] | 62.37% | 0.3177
[10 empty] | 62.38% | 0.31769
[10 empty] | 62.38% | 0.31769
[10 empty] | 62.38% | 0.31768
[10 empty] | 62.39% | 0.31768
[10 empty] | 62.39% | 0.31768
[10 empty] | 62.39% | 0.31767
[10 empty] | 62.39% | 0.31767
[10 empty] | 62.4% | 0.31762
[10 empty] | 62.4% | 0.3176
[10 empty] | 62.4% | 0.3176
[10 empty] | 62.41% | 0.3176
[10 empty] | 62.41% | 0.3176
[10 empty] | 62.41% | 0.31759
[10 empty] | 62.41% | 0.31759
[10 empty] | 62.42% | 0.31759
[10 empty] | 62.42% | 0.31758
[10 empty] | 62.42% | 0.31758
[10 empty] | 62.43% | 0.31757
[10 empty] | 62.43% | 0.31757
[10 empty] | 62.43% | 0.31756
[10 empty] | 62.43% | 0.31755
[10 empty] | 62.44% | 0.31755
[10 empty] | 62.44% | 0.31754
[10 empty] | 62.44% | 0.31754
[10 empty] | 62.45% | 0.31753
[10 empty] | 62.45% | 0.31753
[10 empty] | 62.45% | 0.31752
[10 empty] | 62.45% | 0.31752
[10 empty] | 62.46% | 0.31751
[10 empty] | 62.46% | 0.31751
[10 empty] | 62.46% | 0.31751
[10 empty] | 62.47% | 0.3175
[10 empty] | 62.47% | 0.31749
[10 empty] | 62.47% | 0.31749
[10 empty] | 62.47% | 0.31747
[10 empty] | 62.48% | 0.31747
[10 empty] | 62.48% | 0.31745
[10 empty] | 62.48% | 0.31745
[10 empty] | 62.49% | 0.31744
[10 empty] | 62.49% | 0.31743
[10 empty] | 62.49% | 0.31742
[10 empty] | 62.49% | 0.31742
[10 empty] | 62.5% | 0.31742
[10 empty] | 62.5% | 0.31741
[10 empty] | 62.5% | 0.31741
[10 empty] | 62.5% | 0.31741
[10 empty] | 62.51% | 0.3174
[10 empty] | 62.51% | 0.3174
[10 empty] | 62.51% | 0.3174
[10 empty] | 62.52% | 0.31739
[10 empty] | 62.52% | 0.31739
[10 empty] | 62.52% | 0.31739
[10 empty] | 62.52% | 0.31739
[10 empty] | 62.53% | 0.31738
[10 empty] | 62.53% | 0.31736
[10 empty] | 62.53% | 0.31736
[10 empty] | 62.54% | 0.31736
[10 empty] | 62.54% | 0.31735
[10 empty] | 62.54% | 0.31735
[10 empty] | 62.54% | 0.31734
[10 empty] | 62.55% | 0.31734
[10 empty] | 62.55% | 0.31734
[10 empty] | 62.55% | 0.31734
[10 empty] | 62.56% | 0.31733
[10 empty] | 62.56% | 0.31732
[10 empty] | 62.56% | 0.3173
[10 empty] | 62.56% | 0.3173
[10 empty] | 62.57% | 0.31729
[10 empty] | 62.57% | 0.31729
[10 empty] | 62.57% | 0.31729
[10 empty] | 62.58% | 0.31728
[10 empty] | 62.58% | 0.31728
[10 empty] | 62.58% | 0.31727
[10 empty] | 62.58% | 0.31727
[10 empty] | 62.59% | 0.31727
[10 empty] | 62.59% | 0.31726
[10 empty] | 62.59% | 0.31726
[10 empty] | 62.6% | 0.31726
[10 empty] | 62.6% | 0.31725
[10 empty] | 62.6% | 0.31725
[10 empty] | 62.6% | 0.31725
[10 empty] | 62.61% | 0.31725
[10 empty] | 62.61% | 0.31724
[10 empty] | 62.61% | 0.31724
[10 empty] | 62.62% | 0.31723
[10 empty] | 62.62% | 0.31723
[10 empty] | 62.62% | 0.31722
[10 empty] | 62.62% | 0.31722
[10 empty] | 62.63% | 0.31721
[10 empty] | 62.63% | 0.3172
[10 empty] | 62.63% | 0.3172
[10 empty] | 62.64% | 0.31719
[10 empty] | 62.64% | 0.31718
[10 empty] | 62.64% | 0.31718
[10 empty] | 62.64% | 0.31717
[10 empty] | 62.65% | 0.31717
[10 empty] | 62.65% | 0.31715
[10 empty] | 62.65% | 0.31715
[10 empty] | 62.66% | 0.31714
[10 empty] | 62.66% | 0.31714
[10 empty] | 62.66% | 0.31713
[10 empty] | 62.66% | 0.31712
[10 empty] | 62.67% | 0.31711
[10 empty] | 62.67% | 0.31711
[10 empty] | 62.67% | 0.31711
[10 empty] | 62.68% | 0.3171
[10 empty] | 62.68% | 0.31707
[10 empty] | 62.68% | 0.31707
[10 empty] | 62.68% | 0.31706
[10 empty] | 62.69% | 0.31706
[10 empty] | 62.69% | 0.31705
[10 empty] | 62.69% | 0.31705
[10 empty] | 62.7% | 0.31704
[10 empty] | 62.7% | 0.31703
[10 empty] | 62.7% | 0.31702
[10 empty] | 62.7% | 0.31702
[10 empty] | 62.71% | 0.31702
[10 empty] | 62.71% | 0.31702
[10 empty] | 62.71% | 0.31701
[10 empty] | 62.72% | 0.317
[10 empty] | 62.72% | 0.317
[10 empty] | 62.72% | 0.317
[10 empty] | 62.72% | 0.31699
[10 empty] | 62.73% | 0.31698
[10 empty] | 62.73% | 0.31698
[10 empty] | 62.73% | 0.31696
[10 empty] | 62.74% | 0.31696
[10 empty] | 62.74% | 0.31696
[10 empty] | 62.74% | 0.31696
[10 empty] | 62.74% | 0.31696
[10 empty] | 62.75% | 0.31696
[10 empty] | 62.75% | 0.31694
[10 empty] | 62.75% | 0.31694
[10 empty] | 62.76% | 0.31693
[10 empty] | 62.76% | 0.31691
[10 empty] | 62.76% | 0.3169
[10 empty] | 62.76% | 0.31689
[10 empty] | 62.77% | 0.31688
[10 empty] | 62.77% | 0.31687
[10 empty] | 62.77% | 0.31687
[10 empty] | 62.78% | 0.31686
[10 empty] | 62.78% | 0.31686
[10 empty] | 62.78% | 0.31686
[10 empty] | 62.78% | 0.31686
[10 empty] | 62.79% | 0.31685
[10 empty] | 62.79% | 0.31684
[10 empty] | 62.79% | 0.31683
[10 empty] | 62.8% | 0.31683
[10 empty] | 62.8% | 0.31682
[10 empty] | 62.8% | 0.3168
[10 empty] | 62.8% | 0.31679
[10 empty] | 62.81% | 0.31679
[10 empty] | 62.81% | 0.31677
[10 empty] | 62.81% | 0.31676
[10 empty] | 62.82% | 0.31676
[10 empty] | 62.82% | 0.31675
[10 empty] | 62.82% | 0.31674
[10 empty] | 62.82% | 0.31674
[10 empty] | 62.83% | 0.31674
[10 empty] | 62.83% | 0.31674
[10 empty] | 62.83% | 0.31673
[10 empty] | 62.84% | 0.31672
[10 empty] | 62.84% | 0.31672
[10 empty] | 62.84% | 0.31671
[10 empty] | 62.84% | 0.31669
[10 empty] | 62.85% | 0.31669
[10 empty] | 62.85% | 0.31668
[10 empty] | 62.85% | 0.31668
[10 empty] | 62.86% | 0.31668
[10 empty] | 62.86% | 0.31667
[10 empty] | 62.86% | 0.31667
[10 empty] | 62.86% | 0.31666
[10 empty] | 62.87% | 0.31665
[10 empty] | 62.87% | 0.31664
[10 empty] | 62.87% | 0.31663
[10 empty] | 62.88% | 0.31662
[10 empty] | 62.88% | 0.31661
[10 empty] | 62.88% | 0.31658
[10 empty] | 62.88% | 0.31658
[10 empty] | 62.89% | 0.31657
[10 empty] | 62.89% | 0.31657
[10 empty] | 62.89% | 0.31657
[10 empty] | 62.9% | 0.31656
[10 empty] | 62.9% | 0.31656
[10 empty] | 62.9% | 0.31654
[10 empty] | 62.9% | 0.31654
[10 empty] | 62.91% | 0.31653
[10 empty] | 62.91% | 0.31652
[10 empty] | 62.91% | 0.31651
[10 empty] | 62.92% | 0.31651
[10 empty] | 62.92% | 0.3165
[10 empty] | 62.92% | 0.3165
[10 empty] | 62.92% | 0.31649
[10 empty] | 62.93% | 0.31648
[10 empty] | 62.93% | 0.31648
[10 empty] | 62.93% | 0.31646
[10 empty] | 62.94% | 0.31645
[10 empty] | 62.94% | 0.31644
[10 empty] | 62.94% | 0.31643
[10 empty] | 62.94% | 0.31642
[10 empty] | 62.95% | 0.31642
[10 empty] | 62.95% | 0.31642
[10 empty] | 62.95% | 0.31642
[10 empty] | 62.96% | 0.31641
[10 empty] | 62.96% | 0.3164
[10 empty] | 62.96% | 0.3164
[10 empty] | 62.96% | 0.31639
[10 empty] | 62.97% | 0.31639
[10 empty] | 62.97% | 0.31638
[10 empty] | 62.97% | 0.31637
[10 empty] | 62.98% | 0.31637
[10 empty] | 62.98% | 0.31637
[10 empty] | 62.98% | 0.31637
[10 empty] | 62.98% | 0.31636
[10 empty] | 62.99% | 0.31636
[10 empty] | 62.99% | 0.31635
[10 empty] | 62.99% | 0.31634
[10 empty] | 63% | 0.31634
[10 empty] | 63% | 0.31634
[10 empty] | 63% | 0.31632
[10 empty] | 63% | 0.3163
[10 empty] | 63.01% | 0.31629
[10 empty] | 63.01% | 0.31629
[10 empty] | 63.01% | 0.31626
[10 empty] | 63.02% | 0.31625
[10 empty] | 63.02% | 0.31625
[10 empty] | 63.02% | 0.31625
[10 empty] | 63.02% | 0.31623
[10 empty] | 63.03% | 0.31623
[10 empty] | 63.03% | 0.31622
[10 empty] | 63.03% | 0.31622
[10 empty] | 63.04% | 0.31621
[10 empty] | 63.04% | 0.31618
[10 empty] | 63.04% | 0.31616
[10 empty] | 63.04% | 0.31616
[10 empty] | 63.05% | 0.31615
[10 empty] | 63.05% | 0.31615
[10 empty] | 63.05% | 0.31615
[10 empty] | 63.06% | 0.31615
[10 empty] | 63.06% | 0.31612
[10 empty] | 63.06% | 0.31611
[10 empty] | 63.06% | 0.31609
[10 empty] | 63.07% | 0.31609
[10 empty] | 63.07% | 0.31609
[10 empty] | 63.07% | 0.31609
[10 empty] | 63.08% | 0.31607
[10 empty] | 63.08% | 0.31607
[10 empty] | 63.08% | 0.31606
[10 empty] | 63.08% | 0.31606
[10 empty] | 63.09% | 0.31605
[10 empty] | 63.09% | 0.31605
[10 empty] | 63.09% | 0.31604
[10 empty] | 63.1% | 0.31604
[10 empty] | 63.1% | 0.31603
[10 empty] | 63.1% | 0.31603
[10 empty] | 63.1% | 0.31601
[10 empty] | 63.11% | 0.31601
[10 empty] | 63.11% | 0.31599
[10 empty] | 63.11% | 0.31599
[10 empty] | 63.12% | 0.31598
[10 empty] | 63.12% | 0.31597
[10 empty] | 63.12% | 0.31597
[10 empty] | 63.12% | 0.31596
[10 empty] | 63.13% | 0.31596
[10 empty] | 63.13% | 0.31596
[10 empty] | 63.13% | 0.31596
[10 empty] | 63.14% | 0.31596
[10 empty] | 63.14% | 0.31595
[10 empty] | 63.14% | 0.31595
[10 empty] | 63.14% | 0.31594
[10 empty] | 63.15% | 0.31594
[10 empty] | 63.15% | 0.31593
[10 empty] | 63.15% | 0.31593
[10 empty] | 63.16% | 0.31593
[10 empty] | 63.16% | 0.31592
[10 empty] | 63.16% | 0.31592
[10 empty] | 63.16% | 0.31592
[10 empty] | 63.17% | 0.31592
[10 empty] | 63.17% | 0.31591
[10 empty] | 63.17% | 0.31591
[10 empty] | 63.18% | 0.3159
[10 empty] | 63.18% | 0.31589
[10 empty] | 63.18% | 0.31589
[10 empty] | 63.18% | 0.31589
[10 empty] | 63.19% | 0.31589
[10 empty] | 63.19% | 0.31588
[10 empty] | 63.19% | 0.31588
[10 empty] | 63.2% | 0.31587
[10 empty] | 63.2% | 0.31587
[10 empty] | 63.2% | 0.31587
[10 empty] | 63.2% | 0.31587
[10 empty] | 63.21% | 0.31586
[10 empty] | 63.21% | 0.31584
[10 empty] | 63.21% | 0.31584
[10 empty] | 63.22% | 0.31584
[10 empty] | 63.22% | 0.31583
[10 empty] | 63.22% | 0.31583
[10 empty] | 63.22% | 0.31583
[10 empty] | 63.23% | 0.31583
[10 empty] | 63.23% | 0.31582
[10 empty] | 63.23% | 0.31582
[10 empty] | 63.24% | 0.31581
[10 empty] | 63.24% | 0.31581
[10 empty] | 63.24% | 0.3158
[10 empty] | 63.24% | 0.3158
[10 empty] | 63.25% | 0.3158
[10 empty] | 63.25% | 0.3158
[10 empty] | 63.25% | 0.3158
[10 empty] | 63.26% | 0.31578
[10 empty] | 63.26% | 0.31578
[10 empty] | 63.26% | 0.31577
[10 empty] | 63.26% | 0.31577
[10 empty] | 63.27% | 0.31577
[10 empty] | 63.27% | 0.31576
[10 empty] | 63.27% | 0.31575
[10 empty] | 63.28% | 0.31575
[10 empty] | 63.28% | 0.31575
[10 empty] | 63.28% | 0.31575
[10 empty] | 63.28% | 0.31575
[10 empty] | 63.29% | 0.31574
[10 empty] | 63.29% | 0.31573
[10 empty] | 63.29% | 0.31572
[10 empty] | 63.3% | 0.31571
[10 empty] | 63.3% | 0.31571
[10 empty] | 63.3% | 0.3157
[10 empty] | 63.3% | 0.3157
[10 empty] | 63.31% | 0.3157
[10 empty] | 63.31% | 0.31569
[10 empty] | 63.31% | 0.31569
[10 empty] | 63.32% | 0.31569
[10 empty] | 63.32% | 0.31569
[10 empty] | 63.32% | 0.31568
[10 empty] | 63.32% | 0.31568
[10 empty] | 63.33% | 0.31567
[10 empty] | 63.33% | 0.31566
[10 empty] | 63.33% | 0.31566
[10 empty] | 63.34% | 0.31565
[10 empty] | 63.34% | 0.31564
[10 empty] | 63.34% | 0.31563
[10 empty] | 63.34% | 0.31562
[10 empty] | 63.35% | 0.31562
[10 empty] | 63.35% | 0.31562
[10 empty] | 63.35% | 0.31561
[10 empty] | 63.36% | 0.31559
[10 empty] | 63.36% | 0.31559
[10 empty] | 63.36% | 0.31559
[10 empty] | 63.36% | 0.31559
[10 empty] | 63.37% | 0.31559
[10 empty] | 63.37% | 0.31558
[10 empty] | 63.37% | 0.31558
[10 empty] | 63.38% | 0.31557
[10 empty] | 63.38% | 0.31557
[10 empty] | 63.38% | 0.31557
[10 empty] | 63.38% | 0.31557
[10 empty] | 63.39% | 0.31556
[10 empty] | 63.39% | 0.31556
[10 empty] | 63.39% | 0.31556
[10 empty] | 63.4% | 0.31555
[10 empty] | 63.4% | 0.31554
[10 empty] | 63.4% | 0.31553
[10 empty] | 63.4% | 0.31551
[10 empty] | 63.41% | 0.31551
[10 empty] | 63.41% | 0.3155
[10 empty] | 63.41% | 0.31549
[10 empty] | 63.42% | 0.31548
[10 empty] | 63.42% | 0.31548
[10 empty] | 63.42% | 0.31547
[10 empty] | 63.42% | 0.31546
[10 empty] | 63.43% | 0.31546
[10 empty] | 63.43% | 0.31546
[10 empty] | 63.43% | 0.31545
[10 empty] | 63.44% | 0.31545
[10 empty] | 63.44% | 0.31545
[10 empty] | 63.44% | 0.31544
[10 empty] | 63.44% | 0.3154
[10 empty] | 63.45% | 0.3154
[10 empty] | 63.45% | 0.31539
[10 empty] | 63.45% | 0.31539
[10 empty] | 63.46% | 0.31539
[10 empty] | 63.46% | 0.31538
[10 empty] | 63.46% | 0.31538
[10 empty] | 63.46% | 0.31538
[10 empty] | 63.47% | 0.31537
[10 empty] | 63.47% | 0.31537
[10 empty] | 63.47% | 0.31536
[10 empty] | 63.48% | 0.31536
[10 empty] | 63.48% | 0.31535
[10 empty] | 63.48% | 0.31535
[10 empty] | 63.48% | 0.31535
[10 empty] | 63.49% | 0.31535
[10 empty] | 63.49% | 0.31534
[10 empty] | 63.49% | 0.31534
[10 empty] | 63.5% | 0.31534
[10 empty] | 63.5% | 0.31533
[10 empty] | 63.5% | 0.31533
[10 empty] | 63.5% | 0.31531
[10 empty] | 63.51% | 0.31531
[10 empty] | 63.51% | 0.3153
[10 empty] | 63.51% | 0.3153
[10 empty] | 63.52% | 0.31529
[10 empty] | 63.52% | 0.31528
[10 empty] | 63.52% | 0.31528
[10 empty] | 63.52% | 0.31526
[10 empty] | 63.53% | 0.31526
[10 empty] | 63.53% | 0.31525
[10 empty] | 63.53% | 0.31525
[10 empty] | 63.54% | 0.31523
[10 empty] | 63.54% | 0.31523
[10 empty] | 63.54% | 0.31523
[10 empty] | 63.54% | 0.31522
[10 empty] | 63.55% | 0.31522
[10 empty] | 63.55% | 0.31521
[10 empty] | 63.55% | 0.3152
[10 empty] | 63.56% | 0.3152
[10 empty] | 63.56% | 0.3152
[10 empty] | 63.56% | 0.3152
[10 empty] | 63.56% | 0.3152
[10 empty] | 63.57% | 0.31519
[10 empty] | 63.57% | 0.31519
[10 empty] | 63.57% | 0.31518
[10 empty] | 63.58% | 0.31517
[10 empty] | 63.58% | 0.31517
[10 empty] | 63.58% | 0.31516
[10 empty] | 63.58% | 0.31516
[10 empty] | 63.59% | 0.31516
[10 empty] | 63.59% | 0.31515
[10 empty] | 63.59% | 0.31515
[10 empty] | 63.6% | 0.31515
[10 empty] | 63.6% | 0.31515
[10 empty] | 63.6% | 0.31513
[10 empty] | 63.6% | 0.31513
[10 empty] | 63.61% | 0.31512
[10 empty] | 63.61% | 0.31512
[10 empty] | 63.61% | 0.31511
[10 empty] | 63.62% | 0.31511
[10 empty] | 63.62% | 0.31509
[10 empty] | 63.62% | 0.31508
[10 empty] | 63.62% | 0.31508
[10 empty] | 63.63% | 0.31507
[10 empty] | 63.63% | 0.31507
[10 empty] | 63.63% | 0.31506
[10 empty] | 63.64% | 0.31506
[10 empty] | 63.64% | 0.31505
[10 empty] | 63.64% | 0.31504
[10 empty] | 63.64% | 0.31504
[10 empty] | 63.65% | 0.31503
[10 empty] | 63.65% | 0.31502
[10 empty] | 63.65% | 0.31501
[10 empty] | 63.66% | 0.31501
[10 empty] | 63.66% | 0.315
[10 empty] | 63.66% | 0.315
[10 empty] | 63.66% | 0.31499
[10 empty] | 63.67% | 0.31499
[10 empty] | 63.67% | 0.31499
[10 empty] | 63.67% | 0.31498
[10 empty] | 63.68% | 0.31497
[10 empty] | 63.68% | 0.31497
[10 empty] | 63.68% | 0.31496
[10 empty] | 63.68% | 0.31496
[10 empty] | 63.69% | 0.31496
[10 empty] | 63.69% | 0.31494
[10 empty] | 63.69% | 0.31493
[10 empty] | 63.69% | 0.31493
[10 empty] | 63.7% | 0.31493
[10 empty] | 63.7% | 0.31492
[10 empty] | 63.7% | 0.31491
[10 empty] | 63.71% | 0.31491
[10 empty] | 63.71% | 0.3149
[10 empty] | 63.71% | 0.3149
[10 empty] | 63.71% | 0.3149
[10 empty] | 63.72% | 0.3149
[10 empty] | 63.72% | 0.31488
[10 empty] | 63.72% | 0.31488
[10 empty] | 63.73% | 0.31487
[10 empty] | 63.73% | 0.31486
[10 empty] | 63.73% | 0.31485
[10 empty] | 63.73% | 0.31485
[10 empty] | 63.74% | 0.31484
[10 empty] | 63.74% | 0.31484
[10 empty] | 63.74% | 0.31483
[10 empty] | 63.75% | 0.31482
[10 empty] | 63.75% | 0.31482
[10 empty] | 63.75% | 0.31482
[10 empty] | 63.75% | 0.31481
[10 empty] | 63.76% | 0.31481
[10 empty] | 63.76% | 0.31481
[10 empty] | 63.76% | 0.31481
[10 empty] | 63.77% | 0.3148
[10 empty] | 63.77% | 0.3148
[10 empty] | 63.77% | 0.3148
[10 empty] | 63.77% | 0.31479
[10 empty] | 63.78% | 0.31478
[10 empty] | 63.78% | 0.31478
[10 empty] | 63.78% | 0.31478
[10 empty] | 63.79% | 0.31478
[10 empty] | 63.79% | 0.31477
[10 empty] | 63.79% | 0.31477
[10 empty] | 63.79% | 0.31477
[10 empty] | 63.8% | 0.31474
[10 empty] | 63.8% | 0.31474
[10 empty] | 63.8% | 0.31474
[10 empty] | 63.81% | 0.31474
[10 empty] | 63.81% | 0.31473
[10 empty] | 63.81% | 0.31473
[10 empty] | 63.81% | 0.31471
[10 empty] | 63.82% | 0.31471
[10 empty] | 63.82% | 0.3147
[10 empty] | 63.82% | 0.3147
[10 empty] | 63.83% | 0.3147
[10 empty] | 63.83% | 0.31469
[10 empty] | 63.83% | 0.31469
[10 empty] | 63.83% | 0.31469
[10 empty] | 63.84% | 0.31469
[10 empty] | 63.84% | 0.31468
[10 empty] | 63.84% | 0.31468
[10 empty] | 63.85% | 0.31468
[10 empty] | 63.85% | 0.31467
[10 empty] | 63.85% | 0.31467
[10 empty] | 63.85% | 0.31467
[10 empty] | 63.86% | 0.31466
[10 empty] | 63.86% | 0.31463
[10 empty] | 63.86% | 0.31463
[10 empty] | 63.87% | 0.31462
[10 empty] | 63.87% | 0.31462
[10 empty] | 63.87% | 0.3146
[10 empty] | 63.87% | 0.3146
[10 empty] | 63.88% | 0.31459
[10 empty] | 63.88% | 0.31458
[10 empty] | 63.88% | 0.31458
[10 empty] | 63.89% | 0.31457
[10 empty] | 63.89% | 0.31456
[10 empty] | 63.89% | 0.31455
[10 empty] | 63.89% | 0.31455
[10 empty] | 63.9% | 0.31455
[10 empty] | 63.9% | 0.31452
[10 empty] | 63.9% | 0.31449
[10 empty] | 63.91% | 0.31448
[10 empty] | 63.91% | 0.31446
[10 empty] | 63.91% | 0.31446
[10 empty] | 63.91% | 0.31445
[10 empty] | 63.92% | 0.31445
[10 empty] | 63.92% | 0.31444
[10 empty] | 63.92% | 0.31443
[10 empty] | 63.93% | 0.31443
[10 empty] | 63.93% | 0.31443
[10 empty] | 63.93% | 0.31443
[10 empty] | 63.93% | 0.31443
[10 empty] | 63.94% | 0.31443
[10 empty] | 63.94% | 0.31442
[10 empty] | 63.94% | 0.31441
[10 empty] | 63.95% | 0.31441
[10 empty] | 63.95% | 0.31441
[10 empty] | 63.95% | 0.31441
[10 empty] | 63.95% | 0.31439
[10 empty] | 63.96% | 0.31439
[10 empty] | 63.96% | 0.31438
[10 empty] | 63.96% | 0.31438
[10 empty] | 63.97% | 0.31437
[10 empty] | 63.97% | 0.31435
[10 empty] | 63.97% | 0.31435
[10 empty] | 63.97% | 0.31434
[10 empty] | 63.98% | 0.31434
[10 empty] | 63.98% | 0.31432
[10 empty] | 63.98% | 0.31432
[10 empty] | 63.99% | 0.31431
[10 empty] | 63.99% | 0.31431
[10 empty] | 63.99% | 0.31431
[10 empty] | 63.99% | 0.31431
[10 empty] | 64% | 0.31429
[10 empty] | 64% | 0.31429
[10 empty] | 64% | 0.31429
[10 empty] | 64.01% | 0.31429
[10 empty] | 64.01% | 0.31428
[10 empty] | 64.01% | 0.31428
[10 empty] | 64.01% | 0.31428
[10 empty] | 64.02% | 0.31428
[10 empty] | 64.02% | 0.31427
[10 empty] | 64.02% | 0.31427
[10 empty] | 64.03% | 0.31427
[10 empty] | 64.03% | 0.31427
[10 empty] | 64.03% | 0.31426
[10 empty] | 64.03% | 0.31426
[10 empty] | 64.04% | 0.31426
[10 empty] | 64.04% | 0.31426
[10 empty] | 64.04% | 0.31425
[10 empty] | 64.05% | 0.31425
[10 empty] | 64.05% | 0.31425
[10 empty] | 64.05% | 0.31424
[10 empty] | 64.05% | 0.31424
[10 empty] | 64.06% | 0.31424
[10 empty] | 64.06% | 0.31424
[10 empty] | 64.06% | 0.31422
[10 empty] | 64.07% | 0.31422
[10 empty] | 64.07% | 0.31422
[10 empty] | 64.07% | 0.31422
[10 empty] | 64.07% | 0.31422
[10 empty] | 64.08% | 0.31421
[10 empty] | 64.08% | 0.31419
[10 empty] | 64.08% | 0.31419
[10 empty] | 64.09% | 0.31418
[10 empty] | 64.09% | 0.31417
[10 empty] | 64.09% | 0.31417
[10 empty] | 64.09% | 0.31417
[10 empty] | 64.1% | 0.31417
[10 empty] | 64.1% | 0.31413
[10 empty] | 64.1% | 0.31413
[10 empty] | 64.11% | 0.31413
[10 empty] | 64.11% | 0.31413
[10 empty] | 64.11% | 0.31412
[10 empty] | 64.11% | 0.31412
[10 empty] | 64.12% | 0.31411
[10 empty] | 64.12% | 0.3141
[10 empty] | 64.12% | 0.31408
[10 empty] | 64.13% | 0.31408
[10 empty] | 64.13% | 0.31408
[10 empty] | 64.13% | 0.31407
[10 empty] | 64.13% | 0.31406
[10 empty] | 64.14% | 0.31406
[10 empty] | 64.14% | 0.31406
[10 empty] | 64.14% | 0.31405
[10 empty] | 64.15% | 0.31405
[10 empty] | 64.15% | 0.31405
[10 empty] | 64.15% | 0.31405
[10 empty] | 64.15% | 0.31405
[10 empty] | 64.16% | 0.31404
[10 empty] | 64.16% | 0.31404
[10 empty] | 64.16% | 0.31404
[10 empty] | 64.17% | 0.31404
[10 empty] | 64.17% | 0.31404
[10 empty] | 64.17% | 0.31404
[10 empty] | 64.17% | 0.31402
[10 empty] | 64.18% | 0.31401
[10 empty] | 64.18% | 0.31401
[10 empty] | 64.18% | 0.31401
[10 empty] | 64.19% | 0.31399
[10 empty] | 64.19% | 0.31398
[10 empty] | 64.19% | 0.31398
[10 empty] | 64.19% | 0.31398
[10 empty] | 64.2% | 0.31396
[10 empty] | 64.2% | 0.31396
[10 empty] | 64.2% | 0.31395
[10 empty] | 64.21% | 0.31394
[10 empty] | 64.21% | 0.31393
[10 empty] | 64.21% | 0.31393
[10 empty] | 64.21% | 0.31391
[10 empty] | 64.22% | 0.31391
[10 empty] | 64.22% | 0.31391
[10 empty] | 64.22% | 0.3139
[10 empty] | 64.23% | 0.31389
[10 empty] | 64.23% | 0.31389
[10 empty] | 64.23% | 0.31389
[10 empty] | 64.23% | 0.31388
[10 empty] | 64.24% | 0.31388
[10 empty] | 64.24% | 0.31387
[10 empty] | 64.24% | 0.31387
[10 empty] | 64.25% | 0.31387
[10 empty] | 64.25% | 0.31386
[10 empty] | 64.25% | 0.31385
[10 empty] | 64.25% | 0.31384
[10 empty] | 64.26% | 0.31384
[10 empty] | 64.26% | 0.31383
[10 empty] | 64.26% | 0.31382
[10 empty] | 64.27% | 0.31382
[10 empty] | 64.27% | 0.31381
[10 empty] | 64.27% | 0.31379
[10 empty] | 64.27% | 0.31379
[10 empty] | 64.28% | 0.31377
[10 empty] | 64.28% | 0.31376
[10 empty] | 64.28% | 0.31374
[10 empty] | 64.29% | 0.31374
[10 empty] | 64.29% | 0.31374
[10 empty] | 64.29% | 0.31373
[10 empty] | 64.29% | 0.31373
[10 empty] | 64.3% | 0.31373
[10 empty] | 64.3% | 0.31371
[10 empty] | 64.3% | 0.3137
[10 empty] | 64.31% | 0.31369
[10 empty] | 64.31% | 0.31369
[10 empty] | 64.31% | 0.31368
[10 empty] | 64.31% | 0.31367
[10 empty] | 64.32% | 0.31366
[10 empty] | 64.32% | 0.31366
[10 empty] | 64.32% | 0.31366
[10 empty] | 64.33% | 0.31364
[10 empty] | 64.33% | 0.31364
[10 empty] | 64.33% | 0.31364
[10 empty] | 64.33% | 0.31363
[10 empty] | 64.34% | 0.31361
[10 empty] | 64.34% | 0.3136
[10 empty] | 64.34% | 0.3136
[10 empty] | 64.35% | 0.3136
[10 empty] | 64.35% | 0.31359
[10 empty] | 64.35% | 0.31359
[10 empty] | 64.35% | 0.31357
[10 empty] | 64.36% | 0.31356
[10 empty] | 64.36% | 0.31355
[10 empty] | 64.36% | 0.31355
[10 empty] | 64.37% | 0.31353
[10 empty] | 64.37% | 0.31353
[10 empty] | 64.37% | 0.31352
[10 empty] | 64.37% | 0.31351
[10 empty] | 64.38% | 0.31351
[10 empty] | 64.38% | 0.31348
[10 empty] | 64.38% | 0.31347
[10 empty] | 64.39% | 0.31347
[10 empty] | 64.39% | 0.31347
[10 empty] | 64.39% | 0.31346
[10 empty] | 64.39% | 0.31345
[10 empty] | 64.4% | 0.31345
[10 empty] | 64.4% | 0.31344
[10 empty] | 64.4% | 0.31344
[10 empty] | 64.41% | 0.31344
[10 empty] | 64.41% | 0.31343
[10 empty] | 64.41% | 0.31343
[10 empty] | 64.41% | 0.31342
[10 empty] | 64.42% | 0.31341
[10 empty] | 64.42% | 0.3134
[10 empty] | 64.42% | 0.3134
[10 empty] | 64.43% | 0.31339
[10 empty] | 64.43% | 0.31339
[10 empty] | 64.43% | 0.31339
[10 empty] | 64.43% | 0.31339
[10 empty] | 64.44% | 0.31338
[10 empty] | 64.44% | 0.31338
[10 empty] | 64.44% | 0.31337
[10 empty] | 64.45% | 0.31337
[10 empty] | 64.45% | 0.31336
[10 empty] | 64.45% | 0.31336
[10 empty] | 64.45% | 0.31336
[10 empty] | 64.46% | 0.31335
[10 empty] | 64.46% | 0.31334
[10 empty] | 64.46% | 0.31334
[10 empty] | 64.47% | 0.31333
[10 empty] | 64.47% | 0.31333
[10 empty] | 64.47% | 0.31333
[10 empty] | 64.47% | 0.31332
[10 empty] | 64.48% | 0.31332
[10 empty] | 64.48% | 0.31332
[10 empty] | 64.48% | 0.3133
[10 empty] | 64.49% | 0.3133
[10 empty] | 64.49% | 0.31329
[10 empty] | 64.49% | 0.31329
[10 empty] | 64.49% | 0.31329
[10 empty] | 64.5% | 0.31327
[10 empty] | 64.5% | 0.31323
[10 empty] | 64.5% | 0.31322
[10 empty] | 64.51% | 0.31321
[10 empty] | 64.51% | 0.31321
[10 empty] | 64.51% | 0.31321
[10 empty] | 64.51% | 0.31321
[10 empty] | 64.52% | 0.3132
[10 empty] | 64.52% | 0.3132
[10 empty] | 64.52% | 0.3132
[10 empty] | 64.53% | 0.31319
[10 empty] | 64.53% | 0.31319
[10 empty] | 64.53% | 0.31318
[10 empty] | 64.53% | 0.31318
[10 empty] | 64.54% | 0.31317
[10 empty] | 64.54% | 0.31317
[10 empty] | 64.54% | 0.31316
[10 empty] | 64.55% | 0.31316
[10 empty] | 64.55% | 0.31316
[10 empty] | 64.55% | 0.31314
[10 empty] | 64.55% | 0.31314
[10 empty] | 64.56% | 0.31313
[10 empty] | 64.56% | 0.31312
[10 empty] | 64.56% | 0.31311
[10 empty] | 64.57% | 0.3131
[10 empty] | 64.57% | 0.3131
[10 empty] | 64.57% | 0.3131
[10 empty] | 64.57% | 0.31309
[10 empty] | 64.58% | 0.31309
[10 empty] | 64.58% | 0.31308
[10 empty] | 64.58% | 0.31308
[10 empty] | 64.59% | 0.31308
[10 empty] | 64.59% | 0.31307
[10 empty] | 64.59% | 0.31307
[10 empty] | 64.59% | 0.31305
[10 empty] | 64.6% | 0.31305
[10 empty] | 64.6% | 0.31305
[10 empty] | 64.6% | 0.31305
[10 empty] | 64.61% | 0.31304
[10 empty] | 64.61% | 0.31304
[10 empty] | 64.61% | 0.31303
[10 empty] | 64.61% | 0.31302
[10 empty] | 64.62% | 0.31301
[10 empty] | 64.62% | 0.31301
[10 empty] | 64.62% | 0.313
[10 empty] | 64.63% | 0.313
[10 empty] | 64.63% | 0.31299
[10 empty] | 64.63% | 0.31299
[10 empty] | 64.63% | 0.31297
[10 empty] | 64.64% | 0.31297
[10 empty] | 64.64% | 0.31297
[10 empty] | 64.64% | 0.31296
[10 empty] | 64.65% | 0.31295
[10 empty] | 64.65% | 0.31294
[10 empty] | 64.65% | 0.31294
[10 empty] | 64.65% | 0.31294
[10 empty] | 64.66% | 0.31294
[10 empty] | 64.66% | 0.31293
[10 empty] | 64.66% | 0.31292
[10 empty] | 64.67% | 0.31292
[10 empty] | 64.67% | 0.31291
[10 empty] | 64.67% | 0.3129
[10 empty] | 64.67% | 0.31289
[10 empty] | 64.68% | 0.31287
[10 empty] | 64.68% | 0.31286
[10 empty] | 64.68% | 0.31285
[10 empty] | 64.69% | 0.31285
[10 empty] | 64.69% | 0.31285
[10 empty] | 64.69% | 0.31284
[10 empty] | 64.69% | 0.31284
[10 empty] | 64.7% | 0.31283
[10 empty] | 64.7% | 0.31283
[10 empty] | 64.7% | 0.31282
[10 empty] | 64.71% | 0.31282
[10 empty] | 64.71% | 0.31281
[10 empty] | 64.71% | 0.31281
[10 empty] | 64.71% | 0.3128
[10 empty] | 64.72% | 0.3128
[10 empty] | 64.72% | 0.3128
[10 empty] | 64.72% | 0.31279
[10 empty] | 64.73% | 0.31279
[10 empty] | 64.73% | 0.31279
[10 empty] | 64.73% | 0.31279
[10 empty] | 64.73% | 0.31277
[10 empty] | 64.74% | 0.31276
[10 empty] | 64.74% | 0.31276
[10 empty] | 64.74% | 0.31275
[10 empty] | 64.75% | 0.31275
[10 empty] | 64.75% | 0.31275
[10 empty] | 64.75% | 0.31274
[10 empty] | 64.75% | 0.31273
[10 empty] | 64.76% | 0.31273
[10 empty] | 64.76% | 0.31272
[10 empty] | 64.76% | 0.31271
[10 empty] | 64.77% | 0.31269
[10 empty] | 64.77% | 0.31269
[10 empty] | 64.77% | 0.31269
[10 empty] | 64.77% | 0.31269
[10 empty] | 64.78% | 0.31269
[10 empty] | 64.78% | 0.31268
[10 empty] | 64.78% | 0.31267
[10 empty] | 64.79% | 0.31266
[10 empty] | 64.79% | 0.31265
[10 empty] | 64.79% | 0.31265
[10 empty] | 64.79% | 0.31265
[10 empty] | 64.8% | 0.31264
[10 empty] | 64.8% | 0.31264
[10 empty] | 64.8% | 0.31264
[10 empty] | 64.81% | 0.31263
[10 empty] | 64.81% | 0.31263
[10 empty] | 64.81% | 0.31262
[10 empty] | 64.81% | 0.31262
[10 empty] | 64.82% | 0.31261
[10 empty] | 64.82% | 0.31261
[10 empty] | 64.82% | 0.31259
[10 empty] | 64.83% | 0.31259
[10 empty] | 64.83% | 0.31259
[10 empty] | 64.83% | 0.31259
[10 empty] | 64.83% | 0.31259
[10 empty] | 64.84% | 0.31258
[10 empty] | 64.84% | 0.31258
[10 empty] | 64.84% | 0.31258
[10 empty] | 64.85% | 0.31257
[10 empty] | 64.85% | 0.31257
[10 empty] | 64.85% | 0.31256
[10 empty] | 64.85% | 0.31254
[10 empty] | 64.86% | 0.31254
[10 empty] | 64.86% | 0.31253
[10 empty] | 64.86% | 0.31252
[10 empty] | 64.87% | 0.31252
[10 empty] | 64.87% | 0.31251
[10 empty] | 64.87% | 0.31251
[10 empty] | 64.87% | 0.31251
[10 empty] | 64.88% | 0.3125
[10 empty] | 64.88% | 0.3125
[10 empty] | 64.88% | 0.3125
[10 empty] | 64.88% | 0.3125
[10 empty] | 64.89% | 0.31248
[10 empty] | 64.89% | 0.31248
[10 empty] | 64.89% | 0.31247
[10 empty] | 64.9% | 0.31247
[10 empty] | 64.9% | 0.31246
[10 empty] | 64.9% | 0.31246
[10 empty] | 64.9% | 0.31246
[10 empty] | 64.91% | 0.31246
[10 empty] | 64.91% | 0.31245
[10 empty] | 64.91% | 0.31244
[10 empty] | 64.92% | 0.31244
[10 empty] | 64.92% | 0.31244
[10 empty] | 64.92% | 0.31244
[10 empty] | 64.92% | 0.31244
[10 empty] | 64.93% | 0.31243
[10 empty] | 64.93% | 0.31243
[10 empty] | 64.93% | 0.31243
[10 empty] | 64.94% | 0.31243
[10 empty] | 64.94% | 0.31242
[10 empty] | 64.94% | 0.31242
[10 empty] | 64.94% | 0.31241
[10 empty] | 64.95% | 0.31241
[10 empty] | 64.95% | 0.31241
[10 empty] | 64.95% | 0.3124
[10 empty] | 64.96% | 0.3124
[10 empty] | 64.96% | 0.3124
[10 empty] | 64.96% | 0.3124
[10 empty] | 64.96% | 0.31239
[10 empty] | 64.97% | 0.31239
[10 empty] | 64.97% | 0.31239
[10 empty] | 64.97% | 0.31238
[10 empty] | 64.98% | 0.31238
[10 empty] | 64.98% | 0.31238
[10 empty] | 64.98% | 0.31237
[10 empty] | 64.98% | 0.31236
[10 empty] | 64.99% | 0.31236
[10 empty] | 64.99% | 0.31236
[10 empty] | 64.99% | 0.31235
[10 empty] | 65% | 0.31233
[10 empty] | 65% | 0.31233
[10 empty] | 65% | 0.31233
[10 empty] | 65% | 0.31233
[10 empty] | 65.01% | 0.31233
[10 empty] | 65.01% | 0.31232
[10 empty] | 65.01% | 0.31231
[10 empty] | 65.02% | 0.31231
[10 empty] | 65.02% | 0.3123
[10 empty] | 65.02% | 0.3123
[10 empty] | 65.02% | 0.31229
[10 empty] | 65.03% | 0.31228
[10 empty] | 65.03% | 0.31228
[10 empty] | 65.03% | 0.31228
[10 empty] | 65.04% | 0.31228
[10 empty] | 65.04% | 0.31227
[10 empty] | 65.04% | 0.31227
[10 empty] | 65.04% | 0.31227
[10 empty] | 65.05% | 0.31226
[10 empty] | 65.05% | 0.31225
[10 empty] | 65.05% | 0.31225
[10 empty] | 65.06% | 0.31224
[10 empty] | 65.06% | 0.31222
[10 empty] | 65.06% | 0.31222
[10 empty] | 65.06% | 0.3122
[10 empty] | 65.07% | 0.3122
[10 empty] | 65.07% | 0.31219
[10 empty] | 65.07% | 0.31219
[10 empty] | 65.08% | 0.31219
[10 empty] | 65.08% | 0.31218
[10 empty] | 65.08% | 0.31218
[10 empty] | 65.08% | 0.31218
[10 empty] | 65.09% | 0.31218
[10 empty] | 65.09% | 0.31217
[10 empty] | 65.09% | 0.31217
[10 empty] | 65.1% | 0.31216
[10 empty] | 65.1% | 0.31215
[10 empty] | 65.1% | 0.31215
[10 empty] | 65.1% | 0.31215
[10 empty] | 65.11% | 0.31212
[10 empty] | 65.11% | 0.3121
[10 empty] | 65.11% | 0.3121
[10 empty] | 65.12% | 0.31209
[10 empty] | 65.12% | 0.31209
[10 empty] | 65.12% | 0.31208
[10 empty] | 65.12% | 0.31208
[10 empty] | 65.13% | 0.31207
[10 empty] | 65.13% | 0.31206
[10 empty] | 65.13% | 0.31206
[10 empty] | 65.14% | 0.31206
[10 empty] | 65.14% | 0.31206
[10 empty] | 65.14% | 0.31204
[10 empty] | 65.14% | 0.31204
[10 empty] | 65.15% | 0.31202
[10 empty] | 65.15% | 0.31201
[10 empty] | 65.15% | 0.312
[10 empty] | 65.16% | 0.31197
[10 empty] | 65.16% | 0.31196
[10 empty] | 65.16% | 0.31196
[10 empty] | 65.16% | 0.31196
[10 empty] | 65.17% | 0.31196
[10 empty] | 65.17% | 0.31195
[10 empty] | 65.17% | 0.31194
[10 empty] | 65.18% | 0.31194
[10 empty] | 65.18% | 0.31192
[10 empty] | 65.18% | 0.3119
[10 empty] | 65.18% | 0.3119
[10 empty] | 65.19% | 0.31189
[10 empty] | 65.19% | 0.31188
[10 empty] | 65.19% | 0.31188
[10 empty] | 65.2% | 0.31187
[10 empty] | 65.2% | 0.31187
[10 empty] | 65.2% | 0.31186
[10 empty] | 65.2% | 0.31186
[10 empty] | 65.21% | 0.31185
[10 empty] | 65.21% | 0.31185
[10 empty] | 65.21% | 0.31184
[10 empty] | 65.22% | 0.31183
[10 empty] | 65.22% | 0.31183
[10 empty] | 65.22% | 0.31181
[10 empty] | 65.22% | 0.31179
[10 empty] | 65.23% | 0.31179
[10 empty] | 65.23% | 0.31178
[10 empty] | 65.23% | 0.31178
[10 empty] | 65.24% | 0.31178
[10 empty] | 65.24% | 0.31178
[10 empty] | 65.24% | 0.31178
[10 empty] | 65.24% | 0.31177
[10 empty] | 65.25% | 0.31176
[10 empty] | 65.25% | 0.31176
[10 empty] | 65.25% | 0.31176
[10 empty] | 65.26% | 0.31175
[10 empty] | 65.26% | 0.31175
[10 empty] | 65.26% | 0.31174
[10 empty] | 65.26% | 0.31174
[10 empty] | 65.27% | 0.31174
[10 empty] | 65.27% | 0.31173
[10 empty] | 65.27% | 0.31172
[10 empty] | 65.28% | 0.31171
[10 empty] | 65.28% | 0.31171
[10 empty] | 65.28% | 0.3117
[10 empty] | 65.28% | 0.3117
[10 empty] | 65.29% | 0.3117
[10 empty] | 65.29% | 0.31169
[10 empty] | 65.29% | 0.31168
[10 empty] | 65.3% | 0.31167
[10 empty] | 65.3% | 0.31166
[10 empty] | 65.3% | 0.31165
[10 empty] | 65.3% | 0.31165
[10 empty] | 65.31% | 0.31165
[10 empty] | 65.31% | 0.31165
[10 empty] | 65.31% | 0.31164
[10 empty] | 65.32% | 0.31164
[10 empty] | 65.32% | 0.31164
[10 empty] | 65.32% | 0.31164
[10 empty] | 65.32% | 0.31163
[10 empty] | 65.33% | 0.31163
[10 empty] | 65.33% | 0.31162
[10 empty] | 65.33% | 0.31161
[10 empty] | 65.34% | 0.31161
[10 empty] | 65.34% | 0.3116
[10 empty] | 65.34% | 0.3116
[10 empty] | 65.34% | 0.31158
[10 empty] | 65.35% | 0.31158
[10 empty] | 65.35% | 0.31157
[10 empty] | 65.35% | 0.31157
[10 empty] | 65.36% | 0.31157
[10 empty] | 65.36% | 0.31156
[10 empty] | 65.36% | 0.31155
[10 empty] | 65.36% | 0.31155
[10 empty] | 65.37% | 0.31154
[10 empty] | 65.37% | 0.31154
[10 empty] | 65.37% | 0.31154
[10 empty] | 65.38% | 0.31153
[10 empty] | 65.38% | 0.31153
[10 empty] | 65.38% | 0.31153
[10 empty] | 65.38% | 0.31152
[10 empty] | 65.39% | 0.31152
[10 empty] | 65.39% | 0.31152
[10 empty] | 65.39% | 0.31152
[10 empty] | 65.4% | 0.31152
[10 empty] | 65.4% | 0.31152
[10 empty] | 65.4% | 0.3115
[10 empty] | 65.4% | 0.3115
[10 empty] | 65.41% | 0.31149
[10 empty] | 65.41% | 0.31149
[10 empty] | 65.41% | 0.31148
[10 empty] | 65.42% | 0.31148
[10 empty] | 65.42% | 0.31148
[10 empty] | 65.42% | 0.31147
[10 empty] | 65.42% | 0.31145
[10 empty] | 65.43% | 0.31143
[10 empty] | 65.43% | 0.31142
[10 empty] | 65.43% | 0.31141
[10 empty] | 65.44% | 0.3114
[10 empty] | 65.44% | 0.3114
[10 empty] | 65.44% | 0.3114
[10 empty] | 65.44% | 0.3114
[10 empty] | 65.45% | 0.3114
[10 empty] | 65.45% | 0.31139
[10 empty] | 65.45% | 0.31138
[10 empty] | 65.46% | 0.31138
[10 empty] | 65.46% | 0.31138
[10 empty] | 65.46% | 0.31138
[10 empty] | 65.46% | 0.31138
[10 empty] | 65.47% | 0.31138
[10 empty] | 65.47% | 0.31137
[10 empty] | 65.47% | 0.31135
[10 empty] | 65.48% | 0.31135
[10 empty] | 65.48% | 0.31135
[10 empty] | 65.48% | 0.31133
[10 empty] | 65.48% | 0.31133
[10 empty] | 65.49% | 0.31133
[10 empty] | 65.49% | 0.31133
[10 empty] | 65.49% | 0.31133
[10 empty] | 65.5% | 0.31132
[10 empty] | 65.5% | 0.31132
[10 empty] | 65.5% | 0.31131
[10 empty] | 65.5% | 0.31131
[10 empty] | 65.51% | 0.31131
[10 empty] | 65.51% | 0.3113
[10 empty] | 65.51% | 0.3113
[10 empty] | 65.52% | 0.3113
[10 empty] | 65.52% | 0.31129
[10 empty] | 65.52% | 0.31129
[10 empty] | 65.52% | 0.31128
[10 empty] | 65.53% | 0.31126
[10 empty] | 65.53% | 0.31126
[10 empty] | 65.53% | 0.31125
[10 empty] | 65.54% | 0.31125
[10 empty] | 65.54% | 0.31123
[10 empty] | 65.54% | 0.31122
[10 empty] | 65.54% | 0.31122
[10 empty] | 65.55% | 0.31122
[10 empty] | 65.55% | 0.31122
[10 empty] | 65.55% | 0.31122
[10 empty] | 65.56% | 0.31121
[10 empty] | 65.56% | 0.3112
[10 empty] | 65.56% | 0.3112
[10 empty] | 65.56% | 0.31118
[10 empty] | 65.57% | 0.31117
[10 empty] | 65.57% | 0.31115
[10 empty] | 65.57% | 0.31115
[10 empty] | 65.58% | 0.31115
[10 empty] | 65.58% | 0.31114
[10 empty] | 65.58% | 0.31114
[10 empty] | 65.58% | 0.31112
[10 empty] | 65.59% | 0.31111
[10 empty] | 65.59% | 0.3111
[10 empty] | 65.59% | 0.31108
[10 empty] | 65.6% | 0.31107
[10 empty] | 65.6% | 0.31107
[10 empty] | 65.6% | 0.31105
[10 empty] | 65.6% | 0.31104
[10 empty] | 65.61% | 0.31103
[10 empty] | 65.61% | 0.31102
[10 empty] | 65.61% | 0.31102
[10 empty] | 65.62% | 0.31102
[10 empty] | 65.62% | 0.311
[10 empty] | 65.62% | 0.311
[10 empty] | 65.62% | 0.311
[10 empty] | 65.63% | 0.31099
[10 empty] | 65.63% | 0.31099
[10 empty] | 65.63% | 0.31099
[10 empty] | 65.64% | 0.31099
[10 empty] | 65.64% | 0.31099
[10 empty] | 65.64% | 0.31098
[10 empty] | 65.64% | 0.31097
[10 empty] | 65.65% | 0.31097
[10 empty] | 65.65% | 0.31097
[10 empty] | 65.65% | 0.31097
[10 empty] | 65.66% | 0.31096
[10 empty] | 65.66% | 0.31095
[10 empty] | 65.66% | 0.31094
[10 empty] | 65.66% | 0.31094
[10 empty] | 65.67% | 0.31094
[10 empty] | 65.67% | 0.31094
[10 empty] | 65.67% | 0.31094
[10 empty] | 65.68% | 0.31093
[10 empty] | 65.68% | 0.31093
[10 empty] | 65.68% | 0.31092
[10 empty] | 65.68% | 0.31091
[10 empty] | 65.69% | 0.3109
[10 empty] | 65.69% | 0.3109
[10 empty] | 65.69% | 0.31089
[10 empty] | 65.7% | 0.31089
[10 empty] | 65.7% | 0.31089
[10 empty] | 65.7% | 0.31088
[10 empty] | 65.7% | 0.31088
[10 empty] | 65.71% | 0.31088
[10 empty] | 65.71% | 0.31088
[10 empty] | 65.71% | 0.31087
[10 empty] | 65.72% | 0.31087
[10 empty] | 65.72% | 0.31087
[10 empty] | 65.72% | 0.31086
[10 empty] | 65.72% | 0.31086
[10 empty] | 65.73% | 0.31086
[10 empty] | 65.73% | 0.31085
[10 empty] | 65.73% | 0.31084
[10 empty] | 65.74% | 0.31083
[10 empty] | 65.74% | 0.31082
[10 empty] | 65.74% | 0.31082
[10 empty] | 65.74% | 0.31081
[10 empty] | 65.75% | 0.3108
[10 empty] | 65.75% | 0.3108
[10 empty] | 65.75% | 0.31079
[10 empty] | 65.76% | 0.31078
[10 empty] | 65.76% | 0.31078
[10 empty] | 65.76% | 0.31077
[10 empty] | 65.76% | 0.31077
[10 empty] | 65.77% | 0.31077
[10 empty] | 65.77% | 0.31077
[10 empty] | 65.77% | 0.31076
[10 empty] | 65.78% | 0.31076
[10 empty] | 65.78% | 0.31075
[10 empty] | 65.78% | 0.31075
[10 empty] | 65.78% | 0.31074
[10 empty] | 65.79% | 0.31074
[10 empty] | 65.79% | 0.31074
[10 empty] | 65.79% | 0.31073
[10 empty] | 65.8% | 0.31072
[10 empty] | 65.8% | 0.31072
[10 empty] | 65.8% | 0.31071
[10 empty] | 65.8% | 0.3107
[10 empty] | 65.81% | 0.3107
[10 empty] | 65.81% | 0.3107
[10 empty] | 65.81% | 0.31069
[10 empty] | 65.82% | 0.31068
[10 empty] | 65.82% | 0.31068
[10 empty] | 65.82% | 0.31067
[10 empty] | 65.82% | 0.31067
[10 empty] | 65.83% | 0.31067
[10 empty] | 65.83% | 0.31066
[10 empty] | 65.83% | 0.31066
[10 empty] | 65.84% | 0.31065
[10 empty] | 65.84% | 0.31065
[10 empty] | 65.84% | 0.31065
[10 empty] | 65.84% | 0.31064
[10 empty] | 65.85% | 0.31062
[10 empty] | 65.85% | 0.31062
[10 empty] | 65.85% | 0.31061
[10 empty] | 65.86% | 0.3106
[10 empty] | 65.86% | 0.3106
[10 empty] | 65.86% | 0.3106
[10 empty] | 65.86% | 0.31059
[10 empty] | 65.87% | 0.31059
[10 empty] | 65.87% | 0.31059
[10 empty] | 65.87% | 0.31059
[10 empty] | 65.88% | 0.31058
[10 empty] | 65.88% | 0.31057
[10 empty] | 65.88% | 0.31057
[10 empty] | 65.88% | 0.31056
[10 empty] | 65.89% | 0.31056
[10 empty] | 65.89% | 0.31056
[10 empty] | 65.89% | 0.31056
[10 empty] | 65.9% | 0.31056
[10 empty] | 65.9% | 0.31056
[10 empty] | 65.9% | 0.31055
[10 empty] | 65.9% | 0.31055
[10 empty] | 65.91% | 0.31054
[10 empty] | 65.91% | 0.31054
[10 empty] | 65.91% | 0.31053
[10 empty] | 65.92% | 0.31052
[10 empty] | 65.92% | 0.31052
[10 empty] | 65.92% | 0.31052
[10 empty] | 65.92% | 0.31052
[10 empty] | 65.93% | 0.31052
[10 empty] | 65.93% | 0.31052
[10 empty] | 65.93% | 0.31051
[10 empty] | 65.94% | 0.31051
[10 empty] | 65.94% | 0.3105
[10 empty] | 65.94% | 0.3105
[10 empty] | 65.94% | 0.31047
[10 empty] | 65.95% | 0.31047
[10 empty] | 65.95% | 0.31047
[10 empty] | 65.95% | 0.31047
[10 empty] | 65.96% | 0.31047
[10 empty] | 65.96% | 0.31046
[10 empty] | 65.96% | 0.31046
[10 empty] | 65.96% | 0.31044
[10 empty] | 65.97% | 0.31043
[10 empty] | 65.97% | 0.31043
[10 empty] | 65.97% | 0.31043
[10 empty] | 65.98% | 0.31042
[10 empty] | 65.98% | 0.31041
[10 empty] | 65.98% | 0.31041
[10 empty] | 65.98% | 0.31041
[10 empty] | 65.99% | 0.31041
[10 empty] | 65.99% | 0.31041
[10 empty] | 65.99% | 0.31041
[10 empty] | 66% | 0.3104
[10 empty] | 66% | 0.31039
[10 empty] | 66% | 0.31039
[10 empty] | 66% | 0.31039
[10 empty] | 66.01% | 0.31039
[10 empty] | 66.01% | 0.31038
[10 empty] | 66.01% | 0.31038
[10 empty] | 66.02% | 0.31038
[10 empty] | 66.02% | 0.31037
[10 empty] | 66.02% | 0.31037
[10 empty] | 66.02% | 0.31036
[10 empty] | 66.03% | 0.31035
[10 empty] | 66.03% | 0.31035
[10 empty] | 66.03% | 0.31035
[10 empty] | 66.04% | 0.31034
[10 empty] | 66.04% | 0.31034
[10 empty] | 66.04% | 0.31033
[10 empty] | 66.04% | 0.31032
[10 empty] | 66.05% | 0.31031
[10 empty] | 66.05% | 0.31031
[10 empty] | 66.05% | 0.31031
[10 empty] | 66.06% | 0.31031
[10 empty] | 66.06% | 0.3103
[10 empty] | 66.06% | 0.3103
[10 empty] | 66.06% | 0.3103
[10 empty] | 66.07% | 0.31028
[10 empty] | 66.07% | 0.31028
[10 empty] | 66.07% | 0.31027
[10 empty] | 66.07% | 0.31027
[10 empty] | 66.08% | 0.31026
[10 empty] | 66.08% | 0.31025
[10 empty] | 66.08% | 0.31025
[10 empty] | 66.09% | 0.31024
[10 empty] | 66.09% | 0.31023
[10 empty] | 66.09% | 0.31023
[10 empty] | 66.09% | 0.31022
[10 empty] | 66.1% | 0.31021
[10 empty] | 66.1% | 0.31021
[10 empty] | 66.1% | 0.31021
[10 empty] | 66.11% | 0.3102
[10 empty] | 66.11% | 0.3102
[10 empty] | 66.11% | 0.31019
[10 empty] | 66.11% | 0.31018
[10 empty] | 66.12% | 0.31018
[10 empty] | 66.12% | 0.31018
[10 empty] | 66.12% | 0.31017
[10 empty] | 66.13% | 0.31016
[10 empty] | 66.13% | 0.31014
[10 empty] | 66.13% | 0.31012
[10 empty] | 66.13% | 0.31012
[10 empty] | 66.14% | 0.31012
[10 empty] | 66.14% | 0.31011
[10 empty] | 66.14% | 0.31011
[10 empty] | 66.15% | 0.3101
[10 empty] | 66.15% | 0.31009
[10 empty] | 66.15% | 0.31009
[10 empty] | 66.15% | 0.31009
[10 empty] | 66.16% | 0.31008
[10 empty] | 66.16% | 0.31007
[10 empty] | 66.16% | 0.31005
[10 empty] | 66.17% | 0.31005
[10 empty] | 66.17% | 0.31004
[10 empty] | 66.17% | 0.31004
[10 empty] | 66.17% | 0.31004
[10 empty] | 66.18% | 0.31003
[10 empty] | 66.18% | 0.31003
[10 empty] | 66.18% | 0.31002
[10 empty] | 66.19% | 0.31002
[10 empty] | 66.19% | 0.31
[10 empty] | 66.19% | 0.31
[10 empty] | 66.19% | 0.30999
[10 empty] | 66.2% | 0.30998
[10 empty] | 66.2% | 0.30998
[10 empty] | 66.2% | 0.30998
[10 empty] | 66.21% | 0.30997
[10 empty] | 66.21% | 0.30996
[10 empty] | 66.21% | 0.30995
[10 empty] | 66.21% | 0.30995
[10 empty] | 66.22% | 0.30995
[10 empty] | 66.22% | 0.30995
[10 empty] | 66.22% | 0.30995
[10 empty] | 66.23% | 0.30994
[10 empty] | 66.23% | 0.30994
[10 empty] | 66.23% | 0.30994
[10 empty] | 66.23% | 0.30993
[10 empty] | 66.24% | 0.30993
[10 empty] | 66.24% | 0.30992
[10 empty] | 66.24% | 0.30992
[10 empty] | 66.25% | 0.30991
[10 empty] | 66.25% | 0.30991
[10 empty] | 66.25% | 0.30991
[10 empty] | 66.25% | 0.30991
[10 empty] | 66.26% | 0.30991
[10 empty] | 66.26% | 0.30989
[10 empty] | 66.26% | 0.30989
[10 empty] | 66.27% | 0.30989
[10 empty] | 66.27% | 0.30989
[10 empty] | 66.27% | 0.30989
[10 empty] | 66.27% | 0.30989
[10 empty] | 66.28% | 0.30988
[10 empty] | 66.28% | 0.30988
[10 empty] | 66.28% | 0.30988
[10 empty] | 66.29% | 0.30988
[10 empty] | 66.29% | 0.30988
[10 empty] | 66.29% | 0.30987
[10 empty] | 66.29% | 0.30985
[10 empty] | 66.3% | 0.30985
[10 empty] | 66.3% | 0.30984
[10 empty] | 66.3% | 0.30983
[10 empty] | 66.31% | 0.30983
[10 empty] | 66.31% | 0.30982
[10 empty] | 66.31% | 0.30981
[10 empty] | 66.31% | 0.30981
[10 empty] | 66.32% | 0.30981
[10 empty] | 66.32% | 0.30979
[10 empty] | 66.32% | 0.30977
[10 empty] | 66.33% | 0.30977
[10 empty] | 66.33% | 0.30977
[10 empty] | 66.33% | 0.30977
[10 empty] | 66.33% | 0.30977
[10 empty] | 66.34% | 0.30975
[10 empty] | 66.34% | 0.30975
[10 empty] | 66.34% | 0.30974
[10 empty] | 66.35% | 0.30973
[10 empty] | 66.35% | 0.30973
[10 empty] | 66.35% | 0.30972
[10 empty] | 66.35% | 0.30971
[10 empty] | 66.36% | 0.3097
[10 empty] | 66.36% | 0.30967
[10 empty] | 66.36% | 0.30967
[10 empty] | 66.37% | 0.30966
[10 empty] | 66.37% | 0.30966
[10 empty] | 66.37% | 0.30966
[10 empty] | 66.37% | 0.30966
[10 empty] | 66.38% | 0.30965
[10 empty] | 66.38% | 0.30965
[10 empty] | 66.38% | 0.30964
[10 empty] | 66.39% | 0.30963
[10 empty] | 66.39% | 0.30961
[10 empty] | 66.39% | 0.30961
[10 empty] | 66.39% | 0.3096
[10 empty] | 66.4% | 0.3096
[10 empty] | 66.4% | 0.3096
[10 empty] | 66.4% | 0.3096
[10 empty] | 66.41% | 0.3096
[10 empty] | 66.41% | 0.30959
[10 empty] | 66.41% | 0.30958
[10 empty] | 66.41% | 0.30957
[10 empty] | 66.42% | 0.30957
[10 empty] | 66.42% | 0.30957
[10 empty] | 66.42% | 0.30955
[10 empty] | 66.43% | 0.30955
[10 empty] | 66.43% | 0.30955
[10 empty] | 66.43% | 0.30952
[10 empty] | 66.43% | 0.30952
[10 empty] | 66.44% | 0.30952
[10 empty] | 66.44% | 0.30951
[10 empty] | 66.44% | 0.3095
[10 empty] | 66.45% | 0.3095
[10 empty] | 66.45% | 0.3095
[10 empty] | 66.45% | 0.30949
[10 empty] | 66.45% | 0.30949
[10 empty] | 66.46% | 0.30949
[10 empty] | 66.46% | 0.30948
[10 empty] | 66.46% | 0.30948
[10 empty] | 66.47% | 0.30948
[10 empty] | 66.47% | 0.30946
[10 empty] | 66.47% | 0.30945
[10 empty] | 66.47% | 0.30945
[10 empty] | 66.48% | 0.30942
[10 empty] | 66.48% | 0.30942
[10 empty] | 66.48% | 0.30941
[10 empty] | 66.49% | 0.30941
[10 empty] | 66.49% | 0.30941
[10 empty] | 66.49% | 0.3094
[10 empty] | 66.49% | 0.3094
[10 empty] | 66.5% | 0.30939
[10 empty] | 66.5% | 0.30939
[10 empty] | 66.5% | 0.30938
[10 empty] | 66.51% | 0.30938
[10 empty] | 66.51% | 0.30937
[10 empty] | 66.51% | 0.30936
[10 empty] | 66.51% | 0.30934
[10 empty] | 66.52% | 0.30934
[10 empty] | 66.52% | 0.30932
[10 empty] | 66.52% | 0.30931
[10 empty] | 66.53% | 0.30931
[10 empty] | 66.53% | 0.30931
[10 empty] | 66.53% | 0.30929
[10 empty] | 66.53% | 0.30929
[10 empty] | 66.54% | 0.30929
[10 empty] | 66.54% | 0.30929
[10 empty] | 66.54% | 0.30928
[10 empty] | 66.55% | 0.30928
[10 empty] | 66.55% | 0.30928
[10 empty] | 66.55% | 0.30928
[10 empty] | 66.55% | 0.30927
[10 empty] | 66.56% | 0.30927
[10 empty] | 66.56% | 0.30927
[10 empty] | 66.56% | 0.30926
[10 empty] | 66.57% | 0.30925
[10 empty] | 66.57% | 0.30925
[10 empty] | 66.57% | 0.30925
[10 empty] | 66.57% | 0.30925
[10 empty] | 66.58% | 0.30925
[10 empty] | 66.58% | 0.30924
[10 empty] | 66.58% | 0.30924
[10 empty] | 66.59% | 0.30923
[10 empty] | 66.59% | 0.30923
[10 empty] | 66.59% | 0.30922
[10 empty] | 66.59% | 0.30922
[10 empty] | 66.6% | 0.30922
[10 empty] | 66.6% | 0.30921
[10 empty] | 66.6% | 0.30919
[10 empty] | 66.61% | 0.30919
[10 empty] | 66.61% | 0.30919
[10 empty] | 66.61% | 0.30918
[10 empty] | 66.61% | 0.30917
[10 empty] | 66.62% | 0.30916
[10 empty] | 66.62% | 0.30915
[10 empty] | 66.62% | 0.30915
[10 empty] | 66.63% | 0.30913
[10 empty] | 66.63% | 0.30913
[10 empty] | 66.63% | 0.30913
[10 empty] | 66.63% | 0.30912
[10 empty] | 66.64% | 0.30912
[10 empty] | 66.64% | 0.30912
[10 empty] | 66.64% | 0.30911
[10 empty] | 66.65% | 0.3091
[10 empty] | 66.65% | 0.30909
[10 empty] | 66.65% | 0.30909
[10 empty] | 66.65% | 0.30909
[10 empty] | 66.66% | 0.30909
[10 empty] | 66.66% | 0.30909
[10 empty] | 66.66% | 0.30907
[10 empty] | 66.67% | 0.30907
[10 empty] | 66.67% | 0.30907
[10 empty] | 66.67% | 0.30907
[10 empty] | 66.67% | 0.30907
[10 empty] | 66.68% | 0.30907
[10 empty] | 66.68% | 0.30907
[10 empty] | 66.68% | 0.30906
[10 empty] | 66.69% | 0.30906
[10 empty] | 66.69% | 0.30906
[10 empty] | 66.69% | 0.30904
[10 empty] | 66.69% | 0.30904
[10 empty] | 66.7% | 0.30904
[10 empty] | 66.7% | 0.30903
[10 empty] | 66.7% | 0.30901
[10 empty] | 66.71% | 0.309
[10 empty] | 66.71% | 0.309
[10 empty] | 66.71% | 0.30899
[10 empty] | 66.71% | 0.30899
[10 empty] | 66.72% | 0.30899
[10 empty] | 66.72% | 0.30898
[10 empty] | 66.72% | 0.30898
[10 empty] | 66.73% | 0.30898
[10 empty] | 66.73% | 0.30898
[10 empty] | 66.73% | 0.30898
[10 empty] | 66.73% | 0.30897
[10 empty] | 66.74% | 0.30897
[10 empty] | 66.74% | 0.30897
[10 empty] | 66.74% | 0.30896
[10 empty] | 66.75% | 0.30896
[10 empty] | 66.75% | 0.30895
[10 empty] | 66.75% | 0.30895
[10 empty] | 66.75% | 0.30894
[10 empty] | 66.76% | 0.30894
[10 empty] | 66.76% | 0.30893
[10 empty] | 66.76% | 0.30893
[10 empty] | 66.77% | 0.30891
[10 empty] | 66.77% | 0.30891
[10 empty] | 66.77% | 0.3089
[10 empty] | 66.77% | 0.3089
[10 empty] | 66.78% | 0.30888
[10 empty] | 66.78% | 0.30888
[10 empty] | 66.78% | 0.30888
[10 empty] | 66.79% | 0.30887
[10 empty] | 66.79% | 0.30887
[10 empty] | 66.79% | 0.30886
[10 empty] | 66.79% | 0.30886
[10 empty] | 66.8% | 0.30885
[10 empty] | 66.8% | 0.30885
[10 empty] | 66.8% | 0.30884
[10 empty] | 66.81% | 0.30884
[10 empty] | 66.81% | 0.30882
[10 empty] | 66.81% | 0.30882
[10 empty] | 66.81% | 0.30881
[10 empty] | 66.82% | 0.30881
[10 empty] | 66.82% | 0.30881
[10 empty] | 66.82% | 0.30881
[10 empty] | 66.83% | 0.30881
[10 empty] | 66.83% | 0.3088
[10 empty] | 66.83% | 0.30879
[10 empty] | 66.83% | 0.30879
[10 empty] | 66.84% | 0.30877
[10 empty] | 66.84% | 0.30877
[10 empty] | 66.84% | 0.30876
[10 empty] | 66.85% | 0.30875
[10 empty] | 66.85% | 0.30875
[10 empty] | 66.85% | 0.30874
[10 empty] | 66.85% | 0.30873
[10 empty] | 66.86% | 0.30872
[10 empty] | 66.86% | 0.30872
[10 empty] | 66.86% | 0.30871
[10 empty] | 66.87% | 0.30869
[10 empty] | 66.87% | 0.30869
[10 empty] | 66.87% | 0.30868
[10 empty] | 66.87% | 0.30867
[10 empty] | 66.88% | 0.30867
[10 empty] | 66.88% | 0.30866
[10 empty] | 66.88% | 0.30866
[10 empty] | 66.89% | 0.30865
[10 empty] | 66.89% | 0.30865
[10 empty] | 66.89% | 0.30864
[10 empty] | 66.89% | 0.30864
[10 empty] | 66.9% | 0.30864
[10 empty] | 66.9% | 0.30864
[10 empty] | 66.9% | 0.30864
[10 empty] | 66.91% | 0.30863
[10 empty] | 66.91% | 0.30861
[10 empty] | 66.91% | 0.30861
[10 empty] | 66.91% | 0.3086
[10 empty] | 66.92% | 0.3086
[10 empty] | 66.92% | 0.30859
[10 empty] | 66.92% | 0.30859
[10 empty] | 66.93% | 0.30858
[10 empty] | 66.93% | 0.30858
[10 empty] | 66.93% | 0.30857
[10 empty] | 66.93% | 0.30856
[10 empty] | 66.94% | 0.30856
[10 empty] | 66.94% | 0.30856
[10 empty] | 66.94% | 0.30855
[10 empty] | 66.95% | 0.30854
[10 empty] | 66.95% | 0.30854
[10 empty] | 66.95% | 0.30852
[10 empty] | 66.95% | 0.30852
[10 empty] | 66.96% | 0.30851
[10 empty] | 66.96% | 0.30851
[10 empty] | 66.96% | 0.3085
[10 empty] | 66.97% | 0.3085
[10 empty] | 66.97% | 0.3085
[10 empty] | 66.97% | 0.30849
[10 empty] | 66.97% | 0.30849
[10 empty] | 66.98% | 0.30849
[10 empty] | 66.98% | 0.30847
[10 empty] | 66.98% | 0.30847
[10 empty] | 66.99% | 0.30847
[10 empty] | 66.99% | 0.30846
[10 empty] | 66.99% | 0.30845
[10 empty] | 66.99% | 0.30844
[10 empty] | 67% | 0.30843
[10 empty] | 67% | 0.30843
[10 empty] | 67% | 0.30843
[10 empty] | 67.01% | 0.30842
[10 empty] | 67.01% | 0.30842
[10 empty] | 67.01% | 0.30842
[10 empty] | 67.01% | 0.30842
[10 empty] | 67.02% | 0.30842
[10 empty] | 67.02% | 0.3084
[10 empty] | 67.02% | 0.3084
[10 empty] | 67.03% | 0.30839
[10 empty] | 67.03% | 0.30839
[10 empty] | 67.03% | 0.30839
[10 empty] | 67.03% | 0.30838
[10 empty] | 67.04% | 0.30838
[10 empty] | 67.04% | 0.30837
[10 empty] | 67.04% | 0.30837
[10 empty] | 67.05% | 0.30837
[10 empty] | 67.05% | 0.30837
[10 empty] | 67.05% | 0.30837
[10 empty] | 67.05% | 0.30836
[10 empty] | 67.06% | 0.30835
[10 empty] | 67.06% | 0.30835
[10 empty] | 67.06% | 0.30835
[10 empty] | 67.07% | 0.30833
[10 empty] | 67.07% | 0.30833
[10 empty] | 67.07% | 0.30832
[10 empty] | 67.07% | 0.3083
[10 empty] | 67.08% | 0.3083
[10 empty] | 67.08% | 0.3083
[10 empty] | 67.08% | 0.3083
[10 empty] | 67.09% | 0.30829
[10 empty] | 67.09% | 0.30829
[10 empty] | 67.09% | 0.30828
[10 empty] | 67.09% | 0.30828
[10 empty] | 67.1% | 0.30827
[10 empty] | 67.1% | 0.30827
[10 empty] | 67.1% | 0.30827
[10 empty] | 67.11% | 0.30826
[10 empty] | 67.11% | 0.30825
[10 empty] | 67.11% | 0.30825
[10 empty] | 67.11% | 0.30824
[10 empty] | 67.12% | 0.30823
[10 empty] | 67.12% | 0.30823
[10 empty] | 67.12% | 0.30822
[10 empty] | 67.13% | 0.30821
[10 empty] | 67.13% | 0.3082
[10 empty] | 67.13% | 0.30819
[10 empty] | 67.13% | 0.30816
[10 empty] | 67.14% | 0.30816
[10 empty] | 67.14% | 0.30815
[10 empty] | 67.14% | 0.30815
[10 empty] | 67.15% | 0.30815
[10 empty] | 67.15% | 0.30815
[10 empty] | 67.15% | 0.30815
[10 empty] | 67.15% | 0.30814
[10 empty] | 67.16% | 0.30812
[10 empty] | 67.16% | 0.30812
[10 empty] | 67.16% | 0.30811
[10 empty] | 67.17% | 0.3081
[10 empty] | 67.17% | 0.3081
[10 empty] | 67.17% | 0.3081
[10 empty] | 67.17% | 0.30809
[10 empty] | 67.18% | 0.30809
[10 empty] | 67.18% | 0.30808
[10 empty] | 67.18% | 0.30808
[10 empty] | 67.19% | 0.30807
[10 empty] | 67.19% | 0.30807
[10 empty] | 67.19% | 0.30806
[10 empty] | 67.19% | 0.30806
[10 empty] | 67.2% | 0.30806
[10 empty] | 67.2% | 0.30806
[10 empty] | 67.2% | 0.30806
[10 empty] | 67.21% | 0.30806
[10 empty] | 67.21% | 0.30806
[10 empty] | 67.21% | 0.30806
[10 empty] | 67.21% | 0.30805
[10 empty] | 67.22% | 0.30805
[10 empty] | 67.22% | 0.30805
[10 empty] | 67.22% | 0.30805
[10 empty] | 67.23% | 0.30805
[10 empty] | 67.23% | 0.30803
[10 empty] | 67.23% | 0.30803
[10 empty] | 67.23% | 0.30802
[10 empty] | 67.24% | 0.30801
[10 empty] | 67.24% | 0.308
[10 empty] | 67.24% | 0.308
[10 empty] | 67.25% | 0.308
[10 empty] | 67.25% | 0.30799
[10 empty] | 67.25% | 0.30799
[10 empty] | 67.25% | 0.30799
[10 empty] | 67.26% | 0.30798
[10 empty] | 67.26% | 0.30798
[10 empty] | 67.26% | 0.30798
[10 empty] | 67.26% | 0.30798
[10 empty] | 67.27% | 0.30797
[10 empty] | 67.27% | 0.30797
[10 empty] | 67.27% | 0.30795
[10 empty] | 67.28% | 0.30793
[10 empty] | 67.28% | 0.30793
[10 empty] | 67.28% | 0.30792
[10 empty] | 67.28% | 0.30792
[10 empty] | 67.29% | 0.30791
[10 empty] | 67.29% | 0.3079
[10 empty] | 67.29% | 0.3079
[10 empty] | 67.3% | 0.3079
[10 empty] | 67.3% | 0.30788
[10 empty] | 67.3% | 0.30788
[10 empty] | 67.3% | 0.30788
[10 empty] | 67.31% | 0.30788
[10 empty] | 67.31% | 0.30788
[10 empty] | 67.31% | 0.30787
[10 empty] | 67.32% | 0.30786
[10 empty] | 67.32% | 0.30785
[10 empty] | 67.32% | 0.30784
[10 empty] | 67.32% | 0.30784
[10 empty] | 67.33% | 0.30783
[10 empty] | 67.33% | 0.30783
[10 empty] | 67.33% | 0.30783
[10 empty] | 67.34% | 0.30781
[10 empty] | 67.34% | 0.30781
[10 empty] | 67.34% | 0.3078
[10 empty] | 67.34% | 0.3078
[10 empty] | 67.35% | 0.30779
[10 empty] | 67.35% | 0.30778
[10 empty] | 67.35% | 0.30778
[10 empty] | 67.36% | 0.30777
[10 empty] | 67.36% | 0.30777
[10 empty] | 67.36% | 0.30777
[10 empty] | 67.36% | 0.30777
[10 empty] | 67.37% | 0.30776
[10 empty] | 67.37% | 0.30776
[10 empty] | 67.37% | 0.30776
[10 empty] | 67.38% | 0.30776
[10 empty] | 67.38% | 0.30775
[10 empty] | 67.38% | 0.30775
[10 empty] | 67.38% | 0.30773
[10 empty] | 67.39% | 0.30773
[10 empty] | 67.39% | 0.30772
[10 empty] | 67.39% | 0.30771
[10 empty] | 67.4% | 0.30769
[10 empty] | 67.4% | 0.30768
[10 empty] | 67.4% | 0.30768
[10 empty] | 67.4% | 0.30768
[10 empty] | 67.41% | 0.30767
[10 empty] | 67.41% | 0.30767
[10 empty] | 67.41% | 0.30767
[10 empty] | 67.42% | 0.30767
[10 empty] | 67.42% | 0.30766
[10 empty] | 67.42% | 0.30764
[10 empty] | 67.42% | 0.30764
[10 empty] | 67.43% | 0.30763
[10 empty] | 67.43% | 0.30762
[10 empty] | 67.43% | 0.30762
[10 empty] | 67.44% | 0.30762
[10 empty] | 67.44% | 0.30761
[10 empty] | 67.44% | 0.3076
[10 empty] | 67.44% | 0.3076
[10 empty] | 67.45% | 0.3076
[10 empty] | 67.45% | 0.30759
[10 empty] | 67.45% | 0.30758
[10 empty] | 67.46% | 0.30758
[10 empty] | 67.46% | 0.30757
[10 empty] | 67.46% | 0.30756
[10 empty] | 67.46% | 0.30756
[10 empty] | 67.47% | 0.30755
[10 empty] | 67.47% | 0.30755
[10 empty] | 67.47% | 0.30755
[10 empty] | 67.48% | 0.30753
[10 empty] | 67.48% | 0.30753
[10 empty] | 67.48% | 0.30752
[10 empty] | 67.48% | 0.30752
[10 empty] | 67.49% | 0.30752
[10 empty] | 67.49% | 0.30752
[10 empty] | 67.49% | 0.30752
[10 empty] | 67.5% | 0.30752
[10 empty] | 67.5% | 0.30751
[10 empty] | 67.5% | 0.30751
[10 empty] | 67.5% | 0.3075
[10 empty] | 67.51% | 0.30749
[10 empty] | 67.51% | 0.30749
[10 empty] | 67.51% | 0.30749
[10 empty] | 67.52% | 0.30748
[10 empty] | 67.52% | 0.30747
[10 empty] | 67.52% | 0.30747
[10 empty] | 67.52% | 0.30747
[10 empty] | 67.53% | 0.30747
[10 empty] | 67.53% | 0.30746
[10 empty] | 67.53% | 0.30746
[10 empty] | 67.54% | 0.30746
[10 empty] | 67.54% | 0.30746
[10 empty] | 67.54% | 0.30746
[10 empty] | 67.54% | 0.30745
[10 empty] | 67.55% | 0.30745
[10 empty] | 67.55% | 0.30745
[10 empty] | 67.55% | 0.30743
[10 empty] | 67.56% | 0.30743
[10 empty] | 67.56% | 0.30742
[10 empty] | 67.56% | 0.30742
[10 empty] | 67.56% | 0.30742
[10 empty] | 67.57% | 0.30742
[10 empty] | 67.57% | 0.30741
[10 empty] | 67.57% | 0.30741
[10 empty] | 67.58% | 0.30741
[10 empty] | 67.58% | 0.30741
[10 empty] | 67.58% | 0.3074
[10 empty] | 67.58% | 0.3074
[10 empty] | 67.59% | 0.3074
[10 empty] | 67.59% | 0.30739
[10 empty] | 67.59% | 0.30739
[10 empty] | 67.6% | 0.30738
[10 empty] | 67.6% | 0.30738
[10 empty] | 67.6% | 0.30738
[10 empty] | 67.6% | 0.30737
[10 empty] | 67.61% | 0.30737
[10 empty] | 67.61% | 0.30737
[10 empty] | 67.61% | 0.30737
[10 empty] | 67.62% | 0.30737
[10 empty] | 67.62% | 0.30736
[10 empty] | 67.62% | 0.30736
[10 empty] | 67.62% | 0.30736
[10 empty] | 67.63% | 0.30736
[10 empty] | 67.63% | 0.30735
[10 empty] | 67.63% | 0.30735
[10 empty] | 67.64% | 0.30735
[10 empty] | 67.64% | 0.30735
[10 empty] | 67.64% | 0.30734
[10 empty] | 67.64% | 0.30734
[10 empty] | 67.65% | 0.30733
[10 empty] | 67.65% | 0.30733
[10 empty] | 67.65% | 0.30733
[10 empty] | 67.66% | 0.30731
[10 empty] | 67.66% | 0.30731
[10 empty] | 67.66% | 0.30729
[10 empty] | 67.66% | 0.30729
[10 empty] | 67.67% | 0.30729
[10 empty] | 67.67% | 0.30728
[10 empty] | 67.67% | 0.30728
[10 empty] | 67.68% | 0.30726
[10 empty] | 67.68% | 0.30726
[10 empty] | 67.68% | 0.30725
[10 empty] | 67.68% | 0.30723
[10 empty] | 67.69% | 0.30719
[10 empty] | 67.69% | 0.30719
[10 empty] | 67.69% | 0.30718
[10 empty] | 67.7% | 0.30717
[10 empty] | 67.7% | 0.30716
[10 empty] | 67.7% | 0.30716
[10 empty] | 67.7% | 0.30715
[10 empty] | 67.71% | 0.30715
[10 empty] | 67.71% | 0.30715
[10 empty] | 67.71% | 0.30713
[10 empty] | 67.72% | 0.30713
[10 empty] | 67.72% | 0.30713
[10 empty] | 67.72% | 0.30712
[10 empty] | 67.72% | 0.30712
[10 empty] | 67.73% | 0.30712
[10 empty] | 67.73% | 0.30711
[10 empty] | 67.73% | 0.30711
[10 empty] | 67.74% | 0.3071
[10 empty] | 67.74% | 0.3071
[10 empty] | 67.74% | 0.30709
[10 empty] | 67.74% | 0.30709
[10 empty] | 67.75% | 0.30709
[10 empty] | 67.75% | 0.30707
[10 empty] | 67.75% | 0.30706
[10 empty] | 67.76% | 0.30706
[10 empty] | 67.76% | 0.30706
[10 empty] | 67.76% | 0.30705
[10 empty] | 67.76% | 0.30704
[10 empty] | 67.77% | 0.30702
[10 empty] | 67.77% | 0.30702
[10 empty] | 67.77% | 0.30701
[10 empty] | 67.78% | 0.30701
[10 empty] | 67.78% | 0.30701
[10 empty] | 67.78% | 0.30701
[10 empty] | 67.78% | 0.30701
[10 empty] | 67.79% | 0.307
[10 empty] | 67.79% | 0.307
[10 empty] | 67.79% | 0.30699
[10 empty] | 67.8% | 0.30698
[10 empty] | 67.8% | 0.30698
[10 empty] | 67.8% | 0.30698
[10 empty] | 67.8% | 0.30698
[10 empty] | 67.81% | 0.30697
[10 empty] | 67.81% | 0.30697
[10 empty] | 67.81% | 0.30697
[10 empty] | 67.82% | 0.30696
[10 empty] | 67.82% | 0.30695
[10 empty] | 67.82% | 0.30695
[10 empty] | 67.82% | 0.30695
[10 empty] | 67.83% | 0.30695
[10 empty] | 67.83% | 0.30694
[10 empty] | 67.83% | 0.30693
[10 empty] | 67.84% | 0.30693
[10 empty] | 67.84% | 0.30693
[10 empty] | 67.84% | 0.30693
[10 empty] | 67.84% | 0.30693
[10 empty] | 67.85% | 0.30692
[10 empty] | 67.85% | 0.30692
[10 empty] | 67.85% | 0.3069
[10 empty] | 67.86% | 0.30689
[10 empty] | 67.86% | 0.30688
[10 empty] | 67.86% | 0.30688
[10 empty] | 67.86% | 0.30686
[10 empty] | 67.87% | 0.30686
[10 empty] | 67.87% | 0.30685
[10 empty] | 67.87% | 0.30685
[10 empty] | 67.88% | 0.30685
[10 empty] | 67.88% | 0.30684
[10 empty] | 67.88% | 0.30684
[10 empty] | 67.88% | 0.30684
[10 empty] | 67.89% | 0.30683
[10 empty] | 67.89% | 0.30683
[10 empty] | 67.89% | 0.30683
[10 empty] | 67.9% | 0.30682
[10 empty] | 67.9% | 0.30682
[10 empty] | 67.9% | 0.30682
[10 empty] | 67.9% | 0.30682
[10 empty] | 67.91% | 0.3068
[10 empty] | 67.91% | 0.3068
[10 empty] | 67.91% | 0.30678
[10 empty] | 67.92% | 0.30678
[10 empty] | 67.92% | 0.30678
[10 empty] | 67.92% | 0.30678
[10 empty] | 67.92% | 0.30677
[10 empty] | 67.93% | 0.30677
[10 empty] | 67.93% | 0.30675
[10 empty] | 67.93% | 0.30675
[10 empty] | 67.94% | 0.30674
[10 empty] | 67.94% | 0.30674
[10 empty] | 67.94% | 0.30674
[10 empty] | 67.94% | 0.30673
[10 empty] | 67.95% | 0.30673
[10 empty] | 67.95% | 0.30673
[10 empty] | 67.95% | 0.30672
[10 empty] | 67.96% | 0.30672
[10 empty] | 67.96% | 0.30672
[10 empty] | 67.96% | 0.30672
[10 empty] | 67.96% | 0.30672
[10 empty] | 67.97% | 0.30671
[10 empty] | 67.97% | 0.30671
[10 empty] | 67.97% | 0.30671
[10 empty] | 67.98% | 0.3067
[10 empty] | 67.98% | 0.3067
[10 empty] | 67.98% | 0.30669
[10 empty] | 67.98% | 0.30668
[10 empty] | 67.99% | 0.30668
[10 empty] | 67.99% | 0.30668
[10 empty] | 67.99% | 0.30668
[10 empty] | 68% | 0.30667
[10 empty] | 68% | 0.30666
[10 empty] | 68% | 0.30666
[10 empty] | 68% | 0.30666
[10 empty] | 68.01% | 0.30665
[10 empty] | 68.01% | 0.30665
[10 empty] | 68.01% | 0.30665
[10 empty] | 68.02% | 0.30665
[10 empty] | 68.02% | 0.30664
[10 empty] | 68.02% | 0.30664
[10 empty] | 68.02% | 0.30663
[10 empty] | 68.03% | 0.30663
[10 empty] | 68.03% | 0.30662
[10 empty] | 68.03% | 0.3066
[10 empty] | 68.04% | 0.3066
[10 empty] | 68.04% | 0.3066
[10 empty] | 68.04% | 0.30658
[10 empty] | 68.04% | 0.30657
[10 empty] | 68.05% | 0.30656
[10 empty] | 68.05% | 0.30654
[10 empty] | 68.05% | 0.30654
[10 empty] | 68.06% | 0.30653
[10 empty] | 68.06% | 0.30652
[10 empty] | 68.06% | 0.30651
[10 empty] | 68.06% | 0.3065
[10 empty] | 68.07% | 0.3065
[10 empty] | 68.07% | 0.30649
[10 empty] | 68.07% | 0.30648
[10 empty] | 68.08% | 0.30648
[10 empty] | 68.08% | 0.30647
[10 empty] | 68.08% | 0.30647
[10 empty] | 68.08% | 0.30647
[10 empty] | 68.09% | 0.30647
[10 empty] | 68.09% | 0.30646
[10 empty] | 68.09% | 0.30645
[10 empty] | 68.1% | 0.30645
[10 empty] | 68.1% | 0.30645
[10 empty] | 68.1% | 0.30643
[10 empty] | 68.1% | 0.30642
[10 empty] | 68.11% | 0.30641
[10 empty] | 68.11% | 0.30641
[10 empty] | 68.11% | 0.30641
[10 empty] | 68.12% | 0.30641
[10 empty] | 68.12% | 0.30638
[10 empty] | 68.12% | 0.30638
[10 empty] | 68.12% | 0.30637
[10 empty] | 68.13% | 0.30637
[10 empty] | 68.13% | 0.30636
[10 empty] | 68.13% | 0.30636
[10 empty] | 68.14% | 0.30636
[10 empty] | 68.14% | 0.30636
[10 empty] | 68.14% | 0.30636
[10 empty] | 68.14% | 0.30635
[10 empty] | 68.15% | 0.30635
[10 empty] | 68.15% | 0.30633
[10 empty] | 68.15% | 0.30632
[10 empty] | 68.16% | 0.30632
[10 empty] | 68.16% | 0.30632
[10 empty] | 68.16% | 0.30631
[10 empty] | 68.16% | 0.30631
[10 empty] | 68.17% | 0.30626
[10 empty] | 68.17% | 0.30625
[10 empty] | 68.17% | 0.30623
[10 empty] | 68.18% | 0.30623
[10 empty] | 68.18% | 0.30623
[10 empty] | 68.18% | 0.30622
[10 empty] | 68.18% | 0.30622
[10 empty] | 68.19% | 0.30621
[10 empty] | 68.19% | 0.30619
[10 empty] | 68.19% | 0.30619
[10 empty] | 68.2% | 0.30619
[10 empty] | 68.2% | 0.30619
[10 empty] | 68.2% | 0.30618
[10 empty] | 68.2% | 0.30618
[10 empty] | 68.21% | 0.30617
[10 empty] | 68.21% | 0.30616
[10 empty] | 68.21% | 0.30616
[10 empty] | 68.22% | 0.30614
[10 empty] | 68.22% | 0.30613
[10 empty] | 68.22% | 0.30612
[10 empty] | 68.22% | 0.30612
[10 empty] | 68.23% | 0.3061
[10 empty] | 68.23% | 0.3061
[10 empty] | 68.23% | 0.3061
[10 empty] | 68.24% | 0.30608
[10 empty] | 68.24% | 0.30607
[10 empty] | 68.24% | 0.30607
[10 empty] | 68.24% | 0.30606
[10 empty] | 68.25% | 0.30605
[10 empty] | 68.25% | 0.30605
[10 empty] | 68.25% | 0.30604
[10 empty] | 68.26% | 0.30603
[10 empty] | 68.26% | 0.30603
[10 empty] | 68.26% | 0.30603
[10 empty] | 68.26% | 0.30602
[10 empty] | 68.27% | 0.30602
[10 empty] | 68.27% | 0.30601
[10 empty] | 68.27% | 0.306
[10 empty] | 68.28% | 0.30598
[10 empty] | 68.28% | 0.30597
[10 empty] | 68.28% | 0.30597
[10 empty] | 68.28% | 0.30597
[10 empty] | 68.29% | 0.30596
[10 empty] | 68.29% | 0.30596
[10 empty] | 68.29% | 0.30596
[10 empty] | 68.3% | 0.30595
[10 empty] | 68.3% | 0.30595
[10 empty] | 68.3% | 0.30593
[10 empty] | 68.3% | 0.30593
[10 empty] | 68.31% | 0.30593
[10 empty] | 68.31% | 0.30592
[10 empty] | 68.31% | 0.30591
[10 empty] | 68.32% | 0.30591
[10 empty] | 68.32% | 0.3059
[10 empty] | 68.32% | 0.30589
[10 empty] | 68.32% | 0.30589
[10 empty] | 68.33% | 0.30589
[10 empty] | 68.33% | 0.30587
[10 empty] | 68.33% | 0.30586
[10 empty] | 68.34% | 0.30586
[10 empty] | 68.34% | 0.30586
[10 empty] | 68.34% | 0.30586
[10 empty] | 68.34% | 0.30585
[10 empty] | 68.35% | 0.30585
[10 empty] | 68.35% | 0.30585
[10 empty] | 68.35% | 0.30584
[10 empty] | 68.36% | 0.30584
[10 empty] | 68.36% | 0.30583
[10 empty] | 68.36% | 0.30583
[10 empty] | 68.36% | 0.30582
[10 empty] | 68.37% | 0.30579
[10 empty] | 68.37% | 0.30577
[10 empty] | 68.37% | 0.30576
[10 empty] | 68.38% | 0.30576
[10 empty] | 68.38% | 0.30576
[10 empty] | 68.38% | 0.30576
[10 empty] | 68.38% | 0.30576
[10 empty] | 68.39% | 0.30575
[10 empty] | 68.39% | 0.30575
[10 empty] | 68.39% | 0.30575
[10 empty] | 68.4% | 0.30575
[10 empty] | 68.4% | 0.30573
[10 empty] | 68.4% | 0.30573
[10 empty] | 68.4% | 0.30573
[10 empty] | 68.41% | 0.30573
[10 empty] | 68.41% | 0.30573
[10 empty] | 68.41% | 0.30572
[10 empty] | 68.42% | 0.30572
[10 empty] | 68.42% | 0.30571
[10 empty] | 68.42% | 0.30567
[10 empty] | 68.42% | 0.30567
[10 empty] | 68.43% | 0.30567
[10 empty] | 68.43% | 0.30567
[10 empty] | 68.43% | 0.30566
[10 empty] | 68.44% | 0.30566
[10 empty] | 68.44% | 0.30566
[10 empty] | 68.44% | 0.30565
[10 empty] | 68.44% | 0.30563
[10 empty] | 68.45% | 0.30563
[10 empty] | 68.45% | 0.30562
[10 empty] | 68.45% | 0.30562
[10 empty] | 68.45% | 0.30562
[10 empty] | 68.46% | 0.30562
[10 empty] | 68.46% | 0.30561
[10 empty] | 68.46% | 0.3056
[10 empty] | 68.47% | 0.3056
[10 empty] | 68.47% | 0.30559
[10 empty] | 68.47% | 0.30559
[10 empty] | 68.47% | 0.30557
[10 empty] | 68.48% | 0.30556
[10 empty] | 68.48% | 0.30556
[10 empty] | 68.48% | 0.30556
[10 empty] | 68.49% | 0.30555
[10 empty] | 68.49% | 0.30555
[10 empty] | 68.49% | 0.30555
[10 empty] | 68.49% | 0.30553
[10 empty] | 68.5% | 0.30552
[10 empty] | 68.5% | 0.30552
[10 empty] | 68.5% | 0.30552
[10 empty] | 68.51% | 0.30551
[10 empty] | 68.51% | 0.30551
[10 empty] | 68.51% | 0.30551
[10 empty] | 68.51% | 0.30551
[10 empty] | 68.52% | 0.3055
[10 empty] | 68.52% | 0.30549
[10 empty] | 68.52% | 0.30548
[10 empty] | 68.53% | 0.30548
[10 empty] | 68.53% | 0.30546
[10 empty] | 68.53% | 0.30546
[10 empty] | 68.53% | 0.30546
[10 empty] | 68.54% | 0.30546
[10 empty] | 68.54% | 0.30545
[10 empty] | 68.54% | 0.30544
[10 empty] | 68.55% | 0.30543
[10 empty] | 68.55% | 0.30543
[10 empty] | 68.55% | 0.30543
[10 empty] | 68.55% | 0.30543
[10 empty] | 68.56% | 0.30543
[10 empty] | 68.56% | 0.30543
[10 empty] | 68.56% | 0.30542
[10 empty] | 68.57% | 0.30542
[10 empty] | 68.57% | 0.30542
[10 empty] | 68.57% | 0.30541
[10 empty] | 68.57% | 0.30541
[10 empty] | 68.58% | 0.30541
[10 empty] | 68.58% | 0.30541
[10 empty] | 68.58% | 0.3054
[10 empty] | 68.59% | 0.3054
[10 empty] | 68.59% | 0.3054
[10 empty] | 68.59% | 0.3054
[10 empty] | 68.59% | 0.30539
[10 empty] | 68.6% | 0.30539
[10 empty] | 68.6% | 0.30539
[10 empty] | 68.6% | 0.30539
[10 empty] | 68.61% | 0.30539
[10 empty] | 68.61% | 0.30538
[10 empty] | 68.61% | 0.30538
[10 empty] | 68.61% | 0.30538
[10 empty] | 68.62% | 0.30537
[10 empty] | 68.62% | 0.30537
[10 empty] | 68.62% | 0.30537
[10 empty] | 68.63% | 0.30537
[10 empty] | 68.63% | 0.30537
[10 empty] | 68.63% | 0.30536
[10 empty] | 68.63% | 0.30536
[10 empty] | 68.64% | 0.30536
[10 empty] | 68.64% | 0.30536
[10 empty] | 68.64% | 0.30536
[10 empty] | 68.65% | 0.30535
[10 empty] | 68.65% | 0.30533
[10 empty] | 68.65% | 0.30533
[10 empty] | 68.65% | 0.30533
[10 empty] | 68.66% | 0.30533
[10 empty] | 68.66% | 0.30532
[10 empty] | 68.66% | 0.30532
[10 empty] | 68.67% | 0.30532
[10 empty] | 68.67% | 0.30531
[10 empty] | 68.67% | 0.3053
[10 empty] | 68.67% | 0.3053
[10 empty] | 68.68% | 0.3053
[10 empty] | 68.68% | 0.30529
[10 empty] | 68.68% | 0.30529
[10 empty] | 68.69% | 0.30529
[10 empty] | 68.69% | 0.30527
[10 empty] | 68.69% | 0.30527
[10 empty] | 68.69% | 0.30527
[10 empty] | 68.7% | 0.30526
[10 empty] | 68.7% | 0.30526
[10 empty] | 68.7% | 0.30525
[10 empty] | 68.71% | 0.30524
[10 empty] | 68.71% | 0.30524
[10 empty] | 68.71% | 0.30523
[10 empty] | 68.71% | 0.30523
[10 empty] | 68.72% | 0.30523
[10 empty] | 68.72% | 0.30522
[10 empty] | 68.72% | 0.30522
[10 empty] | 68.73% | 0.30522
[10 empty] | 68.73% | 0.30521
[10 empty] | 68.73% | 0.30521
[10 empty] | 68.73% | 0.30521
[10 empty] | 68.74% | 0.3052
[10 empty] | 68.74% | 0.30519
[10 empty] | 68.74% | 0.30518
[10 empty] | 68.75% | 0.30517
[10 empty] | 68.75% | 0.30517
[10 empty] | 68.75% | 0.30516
[10 empty] | 68.75% | 0.30515
[10 empty] | 68.76% | 0.30513
[10 empty] | 68.76% | 0.30513
[10 empty] | 68.76% | 0.30511
[10 empty] | 68.77% | 0.30511
[10 empty] | 68.77% | 0.3051
[10 empty] | 68.77% | 0.30509
[10 empty] | 68.77% | 0.30509
[10 empty] | 68.78% | 0.30509
[10 empty] | 68.78% | 0.30508
[10 empty] | 68.78% | 0.30508
[10 empty] | 68.79% | 0.30507
[10 empty] | 68.79% | 0.30506
[10 empty] | 68.79% | 0.30505
[10 empty] | 68.79% | 0.30503
[10 empty] | 68.8% | 0.30503
[10 empty] | 68.8% | 0.30501
[10 empty] | 68.8% | 0.30501
[10 empty] | 68.81% | 0.30501
[10 empty] | 68.81% | 0.305
[10 empty] | 68.81% | 0.30499
[10 empty] | 68.81% | 0.30499
[10 empty] | 68.82% | 0.30498
[10 empty] | 68.82% | 0.30498
[10 empty] | 68.82% | 0.30497
[10 empty] | 68.83% | 0.30497
[10 empty] | 68.83% | 0.30496
[10 empty] | 68.83% | 0.30496
[10 empty] | 68.83% | 0.30496
[10 empty] | 68.84% | 0.30495
[10 empty] | 68.84% | 0.30494
[10 empty] | 68.84% | 0.30493
[10 empty] | 68.85% | 0.30492
[10 empty] | 68.85% | 0.30492
[10 empty] | 68.85% | 0.30492
[10 empty] | 68.85% | 0.30491
[10 empty] | 68.86% | 0.30489
[10 empty] | 68.86% | 0.30488
[10 empty] | 68.86% | 0.30488
[10 empty] | 68.87% | 0.30488
[10 empty] | 68.87% | 0.30487
[10 empty] | 68.87% | 0.30487
[10 empty] | 68.87% | 0.30486
[10 empty] | 68.88% | 0.30486
[10 empty] | 68.88% | 0.30486
[10 empty] | 68.88% | 0.30485
[10 empty] | 68.89% | 0.30484
[10 empty] | 68.89% | 0.30483
[10 empty] | 68.89% | 0.30483
[10 empty] | 68.89% | 0.30482
[10 empty] | 68.9% | 0.30481
[10 empty] | 68.9% | 0.30481
[10 empty] | 68.9% | 0.3048
[10 empty] | 68.91% | 0.30479
[10 empty] | 68.91% | 0.30479
[10 empty] | 68.91% | 0.30479
[10 empty] | 68.91% | 0.30479
[10 empty] | 68.92% | 0.30478
[10 empty] | 68.92% | 0.30478
[10 empty] | 68.92% | 0.30478
[10 empty] | 68.93% | 0.30477
[10 empty] | 68.93% | 0.30477
[10 empty] | 68.93% | 0.30476
[10 empty] | 68.93% | 0.30476
[10 empty] | 68.94% | 0.30476
[10 empty] | 68.94% | 0.30475
[10 empty] | 68.94% | 0.30475
[10 empty] | 68.95% | 0.30475
[10 empty] | 68.95% | 0.30475
[10 empty] | 68.95% | 0.30474
[10 empty] | 68.95% | 0.30474
[10 empty] | 68.96% | 0.30473
[10 empty] | 68.96% | 0.30473
[10 empty] | 68.96% | 0.30472
[10 empty] | 68.97% | 0.30472
[10 empty] | 68.97% | 0.30472
[10 empty] | 68.97% | 0.30471
[10 empty] | 68.97% | 0.30471
[10 empty] | 68.98% | 0.30469
[10 empty] | 68.98% | 0.30469
[10 empty] | 68.98% | 0.30468
[10 empty] | 68.99% | 0.30467
[10 empty] | 68.99% | 0.30467
[10 empty] | 68.99% | 0.30466
[10 empty] | 68.99% | 0.30466
[10 empty] | 69% | 0.30465
[10 empty] | 69% | 0.30465
[10 empty] | 69% | 0.30465
[10 empty] | 69.01% | 0.30464
[10 empty] | 69.01% | 0.30464
[10 empty] | 69.01% | 0.30463
[10 empty] | 69.01% | 0.30463
[10 empty] | 69.02% | 0.30462
[10 empty] | 69.02% | 0.30462
[10 empty] | 69.02% | 0.30462
[10 empty] | 69.03% | 0.30462
[10 empty] | 69.03% | 0.3046
[10 empty] | 69.03% | 0.30459
[10 empty] | 69.03% | 0.30459
[10 empty] | 69.04% | 0.30459
[10 empty] | 69.04% | 0.30458
[10 empty] | 69.04% | 0.30457
[10 empty] | 69.05% | 0.30456
[10 empty] | 69.05% | 0.30455
[10 empty] | 69.05% | 0.30455
[10 empty] | 69.05% | 0.30455
[10 empty] | 69.06% | 0.30454
[10 empty] | 69.06% | 0.30453
[10 empty] | 69.06% | 0.30453
[10 empty] | 69.07% | 0.30453
[10 empty] | 69.07% | 0.30453
[10 empty] | 69.07% | 0.30452
[10 empty] | 69.07% | 0.30451
[10 empty] | 69.08% | 0.30449
[10 empty] | 69.08% | 0.30449
[10 empty] | 69.08% | 0.30449
[10 empty] | 69.09% | 0.30449
[10 empty] | 69.09% | 0.30449
[10 empty] | 69.09% | 0.30448
[10 empty] | 69.09% | 0.30447
[10 empty] | 69.1% | 0.30446
[10 empty] | 69.1% | 0.30446
[10 empty] | 69.1% | 0.30446
[10 empty] | 69.11% | 0.30445
[10 empty] | 69.11% | 0.30444
[10 empty] | 69.11% | 0.30443
[10 empty] | 69.11% | 0.30442
[10 empty] | 69.12% | 0.30442
[10 empty] | 69.12% | 0.30441
[10 empty] | 69.12% | 0.30441
[10 empty] | 69.13% | 0.30441
[10 empty] | 69.13% | 0.3044
[10 empty] | 69.13% | 0.3044
[10 empty] | 69.13% | 0.30439
[10 empty] | 69.14% | 0.30439
[10 empty] | 69.14% | 0.30438
[10 empty] | 69.14% | 0.30438
[10 empty] | 69.15% | 0.30438
[10 empty] | 69.15% | 0.30438
[10 empty] | 69.15% | 0.30437
[10 empty] | 69.15% | 0.30436
[10 empty] | 69.16% | 0.30436
[10 empty] | 69.16% | 0.30435
[10 empty] | 69.16% | 0.30434
[10 empty] | 69.17% | 0.30434
[10 empty] | 69.17% | 0.30434
[10 empty] | 69.17% | 0.30434
[10 empty] | 69.17% | 0.30434
[10 empty] | 69.18% | 0.30433
[10 empty] | 69.18% | 0.30432
[10 empty] | 69.18% | 0.30431
[10 empty] | 69.19% | 0.3043
[10 empty] | 69.19% | 0.3043
[10 empty] | 69.19% | 0.3043
[10 empty] | 69.19% | 0.30429
[10 empty] | 69.2% | 0.30429
[10 empty] | 69.2% | 0.30428
[10 empty] | 69.2% | 0.30427
[10 empty] | 69.21% | 0.30427
[10 empty] | 69.21% | 0.30427
[10 empty] | 69.21% | 0.30427
[10 empty] | 69.21% | 0.30426
[10 empty] | 69.22% | 0.30425
[10 empty] | 69.22% | 0.30425
[10 empty] | 69.22% | 0.30425
[10 empty] | 69.23% | 0.30425
[10 empty] | 69.23% | 0.30424
[10 empty] | 69.23% | 0.30423
[10 empty] | 69.23% | 0.30423
[10 empty] | 69.24% | 0.30423
[10 empty] | 69.24% | 0.30422
[10 empty] | 69.24% | 0.30422
[10 empty] | 69.25% | 0.30422
[10 empty] | 69.25% | 0.30421
[10 empty] | 69.25% | 0.30421
[10 empty] | 69.25% | 0.30421
[10 empty] | 69.26% | 0.30421
[10 empty] | 69.26% | 0.3042
[10 empty] | 69.26% | 0.30419
[10 empty] | 69.27% | 0.30418
[10 empty] | 69.27% | 0.30418
[10 empty] | 69.27% | 0.30417
[10 empty] | 69.27% | 0.30417
[10 empty] | 69.28% | 0.30417
[10 empty] | 69.28% | 0.30417
[10 empty] | 69.28% | 0.30417
[10 empty] | 69.29% | 0.30416
[10 empty] | 69.29% | 0.30412
[10 empty] | 69.29% | 0.30411
[10 empty] | 69.29% | 0.3041
[10 empty] | 69.3% | 0.30409
[10 empty] | 69.3% | 0.30409
[10 empty] | 69.3% | 0.30407
[10 empty] | 69.31% | 0.30407
[10 empty] | 69.31% | 0.30406
[10 empty] | 69.31% | 0.30405
[10 empty] | 69.31% | 0.30405
[10 empty] | 69.32% | 0.30404
[10 empty] | 69.32% | 0.30404
[10 empty] | 69.32% | 0.30403
[10 empty] | 69.33% | 0.30403
[10 empty] | 69.33% | 0.30401
[10 empty] | 69.33% | 0.30401
[10 empty] | 69.33% | 0.30401
[10 empty] | 69.34% | 0.304
[10 empty] | 69.34% | 0.30399
[10 empty] | 69.34% | 0.30395
[10 empty] | 69.35% | 0.30395
[10 empty] | 69.35% | 0.30395
[10 empty] | 69.35% | 0.30395
[10 empty] | 69.35% | 0.30395
[10 empty] | 69.36% | 0.30394
[10 empty] | 69.36% | 0.30394
[10 empty] | 69.36% | 0.30393
[10 empty] | 69.37% | 0.30393
[10 empty] | 69.37% | 0.30392
[10 empty] | 69.37% | 0.30392
[10 empty] | 69.37% | 0.30392
[10 empty] | 69.38% | 0.30392
[10 empty] | 69.38% | 0.30392
[10 empty] | 69.38% | 0.30392
[10 empty] | 69.39% | 0.30391
[10 empty] | 69.39% | 0.3039
[10 empty] | 69.39% | 0.30389
[10 empty] | 69.39% | 0.30389
[10 empty] | 69.4% | 0.30388
[10 empty] | 69.4% | 0.30387
[10 empty] | 69.4% | 0.30385
[10 empty] | 69.41% | 0.30384
[10 empty] | 69.41% | 0.30383
[10 empty] | 69.41% | 0.30382
[10 empty] | 69.41% | 0.30381
[10 empty] | 69.42% | 0.30381
[10 empty] | 69.42% | 0.30381
[10 empty] | 69.42% | 0.30381
[10 empty] | 69.43% | 0.3038
[10 empty] | 69.43% | 0.3038
[10 empty] | 69.43% | 0.3038
[10 empty] | 69.43% | 0.3038
[10 empty] | 69.44% | 0.30379
[10 empty] | 69.44% | 0.30379
[10 empty] | 69.44% | 0.30378
[10 empty] | 69.45% | 0.30378
[10 empty] | 69.45% | 0.30378
[10 empty] | 69.45% | 0.30378
[10 empty] | 69.45% | 0.30377
[10 empty] | 69.46% | 0.30377
[10 empty] | 69.46% | 0.30377
[10 empty] | 69.46% | 0.30376
[10 empty] | 69.47% | 0.30376
[10 empty] | 69.47% | 0.30375
[10 empty] | 69.47% | 0.30375
[10 empty] | 69.47% | 0.30375
[10 empty] | 69.48% | 0.30375
[10 empty] | 69.48% | 0.30375
[10 empty] | 69.48% | 0.30374
[10 empty] | 69.49% | 0.30374
[10 empty] | 69.49% | 0.30374
[10 empty] | 69.49% | 0.30373
[10 empty] | 69.49% | 0.30372
[10 empty] | 69.5% | 0.30368
[10 empty] | 69.5% | 0.30367
[10 empty] | 69.5% | 0.30367
[10 empty] | 69.51% | 0.30366
[10 empty] | 69.51% | 0.30366
[10 empty] | 69.51% | 0.30366
[10 empty] | 69.51% | 0.30365
[10 empty] | 69.52% | 0.30365
[10 empty] | 69.52% | 0.30365
[10 empty] | 69.52% | 0.30364
[10 empty] | 69.53% | 0.30364
[10 empty] | 69.53% | 0.30364
[10 empty] | 69.53% | 0.30363
[10 empty] | 69.53% | 0.30363
[10 empty] | 69.54% | 0.30363
[10 empty] | 69.54% | 0.30362
[10 empty] | 69.54% | 0.30362
[10 empty] | 69.55% | 0.30359
[10 empty] | 69.55% | 0.30358
[10 empty] | 69.55% | 0.30357
[10 empty] | 69.55% | 0.30354
[10 empty] | 69.56% | 0.30354
[10 empty] | 69.56% | 0.30354
[10 empty] | 69.56% | 0.30353
[10 empty] | 69.57% | 0.30352
[10 empty] | 69.57% | 0.30351
[10 empty] | 69.57% | 0.30349
[10 empty] | 69.57% | 0.30349
[10 empty] | 69.58% | 0.30348
[10 empty] | 69.58% | 0.30347
[10 empty] | 69.58% | 0.30347
[10 empty] | 69.59% | 0.30347
[10 empty] | 69.59% | 0.30345
[10 empty] | 69.59% | 0.30342
[10 empty] | 69.59% | 0.30342
[10 empty] | 69.6% | 0.30342
[10 empty] | 69.6% | 0.30341
[10 empty] | 69.6% | 0.3034
[10 empty] | 69.61% | 0.3034
[10 empty] | 69.61% | 0.3034
[10 empty] | 69.61% | 0.30339
[10 empty] | 69.61% | 0.30338
[10 empty] | 69.62% | 0.30338
[10 empty] | 69.62% | 0.30338
[10 empty] | 69.62% | 0.30336
[10 empty] | 69.63% | 0.30334
[10 empty] | 69.63% | 0.30334
[10 empty] | 69.63% | 0.30334
[10 empty] | 69.63% | 0.30334
[10 empty] | 69.64% | 0.30333
[10 empty] | 69.64% | 0.30333
[10 empty] | 69.64% | 0.30332
[10 empty] | 69.64% | 0.30332
[10 empty] | 69.65% | 0.30331
[10 empty] | 69.65% | 0.30329
[10 empty] | 69.65% | 0.30327
[10 empty] | 69.66% | 0.30327
[10 empty] | 69.66% | 0.30326
[10 empty] | 69.66% | 0.30325
[10 empty] | 69.66% | 0.30324
[10 empty] | 69.67% | 0.30323
[10 empty] | 69.67% | 0.30323
[10 empty] | 69.67% | 0.30323
[10 empty] | 69.68% | 0.30322
[10 empty] | 69.68% | 0.30321
[10 empty] | 69.68% | 0.30321
[10 empty] | 69.68% | 0.3032
[10 empty] | 69.69% | 0.30319
[10 empty] | 69.69% | 0.30319
[10 empty] | 69.69% | 0.30318
[10 empty] | 69.7% | 0.30318
[10 empty] | 69.7% | 0.30314
[10 empty] | 69.7% | 0.30314
[10 empty] | 69.7% | 0.30314
[10 empty] | 69.71% | 0.30313
[10 empty] | 69.71% | 0.30312
[10 empty] | 69.71% | 0.30311
[10 empty] | 69.72% | 0.30311
[10 empty] | 69.72% | 0.3031
[10 empty] | 69.72% | 0.30309
[10 empty] | 69.72% | 0.30309
[10 empty] | 69.73% | 0.30308
[10 empty] | 69.73% | 0.30306
[10 empty] | 69.73% | 0.30306
[10 empty] | 69.74% | 0.30305
[10 empty] | 69.74% | 0.30305
[10 empty] | 69.74% | 0.30305
[10 empty] | 69.74% | 0.30305
[10 empty] | 69.75% | 0.30305
[10 empty] | 69.75% | 0.30305
[10 empty] | 69.75% | 0.30304
[10 empty] | 69.76% | 0.30304
[10 empty] | 69.76% | 0.30303
[10 empty] | 69.76% | 0.30303
[10 empty] | 69.76% | 0.30302
[10 empty] | 69.77% | 0.30302
[10 empty] | 69.77% | 0.30301
[10 empty] | 69.77% | 0.30301
[10 empty] | 69.78% | 0.303
[10 empty] | 69.78% | 0.303
[10 empty] | 69.78% | 0.30299
[10 empty] | 69.78% | 0.30298
[10 empty] | 69.79% | 0.30298
[10 empty] | 69.79% | 0.30297
[10 empty] | 69.79% | 0.30297
[10 empty] | 69.8% | 0.30296
[10 empty] | 69.8% | 0.30296
[10 empty] | 69.8% | 0.30295
[10 empty] | 69.8% | 0.30294
[10 empty] | 69.81% | 0.30293
[10 empty] | 69.81% | 0.30292
[10 empty] | 69.81% | 0.30291
[10 empty] | 69.82% | 0.3029
[10 empty] | 69.82% | 0.30288
[10 empty] | 69.82% | 0.30288
[10 empty] | 69.82% | 0.30287
[10 empty] | 69.83% | 0.30286
[10 empty] | 69.83% | 0.30285
[10 empty] | 69.83% | 0.30285
[10 empty] | 69.84% | 0.30285
[10 empty] | 69.84% | 0.30285
[10 empty] | 69.84% | 0.30285
[10 empty] | 69.84% | 0.30284
[10 empty] | 69.85% | 0.30284
[10 empty] | 69.85% | 0.30284
[10 empty] | 69.85% | 0.30283
[10 empty] | 69.86% | 0.30283
[10 empty] | 69.86% | 0.30282
[10 empty] | 69.86% | 0.30282
[10 empty] | 69.86% | 0.30282
[10 empty] | 69.87% | 0.30281
[10 empty] | 69.87% | 0.30281
[10 empty] | 69.87% | 0.30278
[10 empty] | 69.88% | 0.30278
[10 empty] | 69.88% | 0.30277
[10 empty] | 69.88% | 0.30277
[10 empty] | 69.88% | 0.30276
[10 empty] | 69.89% | 0.30276
[10 empty] | 69.89% | 0.30275
[10 empty] | 69.89% | 0.30275
[10 empty] | 69.9% | 0.30274
[10 empty] | 69.9% | 0.30274
[10 empty] | 69.9% | 0.30274
[10 empty] | 69.9% | 0.30273
[10 empty] | 69.91% | 0.30271
[10 empty] | 69.91% | 0.3027
[10 empty] | 69.91% | 0.30269
[10 empty] | 69.92% | 0.30269
[10 empty] | 69.92% | 0.30267
[10 empty] | 69.92% | 0.30267
[10 empty] | 69.92% | 0.30266
[10 empty] | 69.93% | 0.30265
[10 empty] | 69.93% | 0.30264
[10 empty] | 69.93% | 0.30264
[10 empty] | 69.94% | 0.30264
[10 empty] | 69.94% | 0.30263
[10 empty] | 69.94% | 0.30262
[10 empty] | 69.94% | 0.30261
[10 empty] | 69.95% | 0.30261
[10 empty] | 69.95% | 0.3026
[10 empty] | 69.95% | 0.30258
[10 empty] | 69.96% | 0.30258
[10 empty] | 69.96% | 0.30257
[10 empty] | 69.96% | 0.30257
[10 empty] | 69.96% | 0.30256
[10 empty] | 69.97% | 0.30256
[10 empty] | 69.97% | 0.30256
[10 empty] | 69.97% | 0.30256
[10 empty] | 69.98% | 0.30255
[10 empty] | 69.98% | 0.30254
[10 empty] | 69.98% | 0.30253
[10 empty] | 69.98% | 0.30252
[10 empty] | 69.99% | 0.30252
[10 empty] | 69.99% | 0.30251
[10 empty] | 69.99% | 0.30251
[10 empty] | 70% | 0.30249
[10 empty] | 70% | 0.30249
[10 empty] | 70% | 0.30249
[10 empty] | 70% | 0.30248
[10 empty] | 70.01% | 0.30248
[10 empty] | 70.01% | 0.30248
[10 empty] | 70.01% | 0.30248
[10 empty] | 70.02% | 0.30247
[10 empty] | 70.02% | 0.30247
[10 empty] | 70.02% | 0.30245
[10 empty] | 70.02% | 0.30245
[10 empty] | 70.03% | 0.30242
[10 empty] | 70.03% | 0.30242
[10 empty] | 70.03% | 0.30241
[10 empty] | 70.04% | 0.30241
[10 empty] | 70.04% | 0.30239
[10 empty] | 70.04% | 0.30239
[10 empty] | 70.04% | 0.30238
[10 empty] | 70.05% | 0.30237
[10 empty] | 70.05% | 0.30236
[10 empty] | 70.05% | 0.30233
[10 empty] | 70.06% | 0.30232
[10 empty] | 70.06% | 0.30232
[10 empty] | 70.06% | 0.30232
[10 empty] | 70.06% | 0.30232
[10 empty] | 70.07% | 0.3023
[10 empty] | 70.07% | 0.30229
[10 empty] | 70.07% | 0.30228
[10 empty] | 70.08% | 0.30227
[10 empty] | 70.08% | 0.30227
[10 empty] | 70.08% | 0.30226
[10 empty] | 70.08% | 0.30226
[10 empty] | 70.09% | 0.30226
[10 empty] | 70.09% | 0.30226
[10 empty] | 70.09% | 0.30225
[10 empty] | 70.1% | 0.30225
[10 empty] | 70.1% | 0.30224
[10 empty] | 70.1% | 0.30224
[10 empty] | 70.1% | 0.30223
[10 empty] | 70.11% | 0.30223
[10 empty] | 70.11% | 0.30222
[10 empty] | 70.11% | 0.30222
[10 empty] | 70.12% | 0.30222
[10 empty] | 70.12% | 0.30221
[10 empty] | 70.12% | 0.3022
[10 empty] | 70.12% | 0.3022
[10 empty] | 70.13% | 0.30219
[10 empty] | 70.13% | 0.30219
[10 empty] | 70.13% | 0.30218
[10 empty] | 70.14% | 0.30218
[10 empty] | 70.14% | 0.30217
[10 empty] | 70.14% | 0.30216
[10 empty] | 70.14% | 0.30216
[10 empty] | 70.15% | 0.30216
[10 empty] | 70.15% | 0.30216
[10 empty] | 70.15% | 0.30214
[10 empty] | 70.16% | 0.30213
[10 empty] | 70.16% | 0.30212
[10 empty] | 70.16% | 0.30212
[10 empty] | 70.16% | 0.30212
[10 empty] | 70.17% | 0.30211
[10 empty] | 70.17% | 0.30211
[10 empty] | 70.17% | 0.30209
[10 empty] | 70.18% | 0.30209
[10 empty] | 70.18% | 0.30209
[10 empty] | 70.18% | 0.30208
[10 empty] | 70.18% | 0.30208
[10 empty] | 70.19% | 0.30208
[10 empty] | 70.19% | 0.30208
[10 empty] | 70.19% | 0.30207
[10 empty] | 70.2% | 0.30205
[10 empty] | 70.2% | 0.30205
[10 empty] | 70.2% | 0.30203
[10 empty] | 70.2% | 0.30203
[10 empty] | 70.21% | 0.30203
[10 empty] | 70.21% | 0.302
[10 empty] | 70.21% | 0.302
[10 empty] | 70.22% | 0.302
[10 empty] | 70.22% | 0.30199
[10 empty] | 70.22% | 0.30199
[10 empty] | 70.22% | 0.30198
[10 empty] | 70.23% | 0.30197
[10 empty] | 70.23% | 0.30197
[10 empty] | 70.23% | 0.30196
[10 empty] | 70.24% | 0.30196
[10 empty] | 70.24% | 0.30195
[10 empty] | 70.24% | 0.30194
[10 empty] | 70.24% | 0.30193
[10 empty] | 70.25% | 0.30193
[10 empty] | 70.25% | 0.30192
[10 empty] | 70.25% | 0.30192
[10 empty] | 70.26% | 0.30192
[10 empty] | 70.26% | 0.3019
[10 empty] | 70.26% | 0.3019
[10 empty] | 70.26% | 0.30189
[10 empty] | 70.27% | 0.30188
[10 empty] | 70.27% | 0.30188
[10 empty] | 70.27% | 0.30187
[10 empty] | 70.28% | 0.30186
[10 empty] | 70.28% | 0.30185
[10 empty] | 70.28% | 0.30185
[10 empty] | 70.28% | 0.30185
[10 empty] | 70.29% | 0.30185
[10 empty] | 70.29% | 0.30183
[10 empty] | 70.29% | 0.30182
[10 empty] | 70.3% | 0.30182
[10 empty] | 70.3% | 0.30182
[10 empty] | 70.3% | 0.30182
[10 empty] | 70.3% | 0.30181
[10 empty] | 70.31% | 0.30181
[10 empty] | 70.31% | 0.3018
[10 empty] | 70.31% | 0.3018
[10 empty] | 70.32% | 0.30177
[10 empty] | 70.32% | 0.30177
[10 empty] | 70.32% | 0.30176
[10 empty] | 70.32% | 0.30176
[10 empty] | 70.33% | 0.30176
[10 empty] | 70.33% | 0.30175
[10 empty] | 70.33% | 0.30175
[10 empty] | 70.34% | 0.30174
[10 empty] | 70.34% | 0.30174
[10 empty] | 70.34% | 0.30172
[10 empty] | 70.34% | 0.30172
[10 empty] | 70.35% | 0.30172
[10 empty] | 70.35% | 0.30171
[10 empty] | 70.35% | 0.3017
[10 empty] | 70.36% | 0.3017
[10 empty] | 70.36% | 0.30169
[10 empty] | 70.36% | 0.30169
[10 empty] | 70.36% | 0.30168
[10 empty] | 70.37% | 0.30166
[10 empty] | 70.37% | 0.30166
[10 empty] | 70.37% | 0.30166
[10 empty] | 70.38% | 0.30166
[10 empty] | 70.38% | 0.30165
[10 empty] | 70.38% | 0.30164
[10 empty] | 70.38% | 0.30163
[10 empty] | 70.39% | 0.30163
[10 empty] | 70.39% | 0.30162
[10 empty] | 70.39% | 0.30162
[10 empty] | 70.4% | 0.30162
[10 empty] | 70.4% | 0.30162
[10 empty] | 70.4% | 0.30158
[10 empty] | 70.4% | 0.30158
[10 empty] | 70.41% | 0.30157
[10 empty] | 70.41% | 0.30156
[10 empty] | 70.41% | 0.30156
[10 empty] | 70.42% | 0.30154
[10 empty] | 70.42% | 0.30154
[10 empty] | 70.42% | 0.30154
[10 empty] | 70.42% | 0.30153
[10 empty] | 70.43% | 0.30153
[10 empty] | 70.43% | 0.30152
[10 empty] | 70.43% | 0.30151
[10 empty] | 70.44% | 0.30149
[10 empty] | 70.44% | 0.30148
[10 empty] | 70.44% | 0.30148
[10 empty] | 70.44% | 0.30144
[10 empty] | 70.45% | 0.30144
[10 empty] | 70.45% | 0.30144
[10 empty] | 70.45% | 0.30142
[10 empty] | 70.46% | 0.30141
[10 empty] | 70.46% | 0.3014
[10 empty] | 70.46% | 0.3014
[10 empty] | 70.46% | 0.30135
[10 empty] | 70.47% | 0.30135
[10 empty] | 70.47% | 0.30134
[10 empty] | 70.47% | 0.30134
[10 empty] | 70.48% | 0.30133
[10 empty] | 70.48% | 0.30132
[10 empty] | 70.48% | 0.30131
[10 empty] | 70.48% | 0.30129
[10 empty] | 70.49% | 0.30129
[10 empty] | 70.49% | 0.30127
[10 empty] | 70.49% | 0.30126
[10 empty] | 70.5% | 0.30126
[10 empty] | 70.5% | 0.30125
[10 empty] | 70.5% | 0.30125
[10 empty] | 70.5% | 0.30125
[10 empty] | 70.51% | 0.30123
[10 empty] | 70.51% | 0.30122
[10 empty] | 70.51% | 0.30122
[10 empty] | 70.52% | 0.30119
[10 empty] | 70.52% | 0.30118
[10 empty] | 70.52% | 0.30117
[10 empty] | 70.52% | 0.30117
[10 empty] | 70.53% | 0.30117
[10 empty] | 70.53% | 0.30117
[10 empty] | 70.53% | 0.30115
[10 empty] | 70.54% | 0.30114
[10 empty] | 70.54% | 0.30113
[10 empty] | 70.54% | 0.30112
[10 empty] | 70.54% | 0.30112
[10 empty] | 70.55% | 0.30112
[10 empty] | 70.55% | 0.30112
[10 empty] | 70.55% | 0.30112
[10 empty] | 70.56% | 0.30111
[10 empty] | 70.56% | 0.3011
[10 empty] | 70.56% | 0.3011
[10 empty] | 70.56% | 0.3011
[10 empty] | 70.57% | 0.30108
[10 empty] | 70.57% | 0.30107
[10 empty] | 70.57% | 0.30107
[10 empty] | 70.58% | 0.30106
[10 empty] | 70.58% | 0.30105
[10 empty] | 70.58% | 0.30104
[10 empty] | 70.58% | 0.30104
[10 empty] | 70.59% | 0.30103
[10 empty] | 70.59% | 0.30102
[10 empty] | 70.59% | 0.30102
[10 empty] | 70.6% | 0.30101
[10 empty] | 70.6% | 0.30101
[10 empty] | 70.6% | 0.30099
[10 empty] | 70.6% | 0.30098
[10 empty] | 70.61% | 0.30096
[10 empty] | 70.61% | 0.30096
[10 empty] | 70.61% | 0.30095
[10 empty] | 70.62% | 0.30094
[10 empty] | 70.62% | 0.30094
[10 empty] | 70.62% | 0.30093
[10 empty] | 70.62% | 0.30093
[10 empty] | 70.63% | 0.30093
[10 empty] | 70.63% | 0.30093
[10 empty] | 70.63% | 0.30092
[10 empty] | 70.64% | 0.30092
[10 empty] | 70.64% | 0.30091
[10 empty] | 70.64% | 0.30091
[10 empty] | 70.64% | 0.30091
[10 empty] | 70.65% | 0.30091
[10 empty] | 70.65% | 0.30089
[10 empty] | 70.65% | 0.30089
[10 empty] | 70.66% | 0.30089
[10 empty] | 70.66% | 0.30089
[10 empty] | 70.66% | 0.30089
[10 empty] | 70.66% | 0.30087
[10 empty] | 70.67% | 0.30086
[10 empty] | 70.67% | 0.30085
[10 empty] | 70.67% | 0.30084
[10 empty] | 70.68% | 0.30084
[10 empty] | 70.68% | 0.30084
[10 empty] | 70.68% | 0.30084
[10 empty] | 70.68% | 0.30084
[10 empty] | 70.69% | 0.30084
[10 empty] | 70.69% | 0.30082
[10 empty] | 70.69% | 0.30082
[10 empty] | 70.7% | 0.30082
[10 empty] | 70.7% | 0.3008
[10 empty] | 70.7% | 0.30078
[10 empty] | 70.7% | 0.30078
[10 empty] | 70.71% | 0.30078
[10 empty] | 70.71% | 0.30077
[10 empty] | 70.71% | 0.30077
[10 empty] | 70.72% | 0.30076
[10 empty] | 70.72% | 0.30073
[10 empty] | 70.72% | 0.30073
[10 empty] | 70.72% | 0.3007
[10 empty] | 70.73% | 0.30069
[10 empty] | 70.73% | 0.30069
[10 empty] | 70.73% | 0.30066
[10 empty] | 70.74% | 0.30066
[10 empty] | 70.74% | 0.30065
[10 empty] | 70.74% | 0.30065
[10 empty] | 70.74% | 0.30062
[10 empty] | 70.75% | 0.30062
[10 empty] | 70.75% | 0.30062
[10 empty] | 70.75% | 0.30061
[10 empty] | 70.76% | 0.30059
[10 empty] | 70.76% | 0.30059
[10 empty] | 70.76% | 0.30059
[10 empty] | 70.76% | 0.30059
[10 empty] | 70.77% | 0.30058
[10 empty] | 70.77% | 0.30058
[10 empty] | 70.77% | 0.30056
[10 empty] | 70.78% | 0.30055
[10 empty] | 70.78% | 0.30053
[10 empty] | 70.78% | 0.30053
[10 empty] | 70.78% | 0.30053
[10 empty] | 70.79% | 0.30052
[10 empty] | 70.79% | 0.30052
[10 empty] | 70.79% | 0.30051
[10 empty] | 70.8% | 0.30051
[10 empty] | 70.8% | 0.30051
[10 empty] | 70.8% | 0.30051
[10 empty] | 70.8% | 0.30051
[10 empty] | 70.81% | 0.3005
[10 empty] | 70.81% | 0.3005
[10 empty] | 70.81% | 0.30049
[10 empty] | 70.82% | 0.30048
[10 empty] | 70.82% | 0.30048
[10 empty] | 70.82% | 0.30048
[10 empty] | 70.82% | 0.30047
[10 empty] | 70.83% | 0.30047
[10 empty] | 70.83% | 0.30046
[10 empty] | 70.83% | 0.30046
[10 empty] | 70.83% | 0.30045
[10 empty] | 70.84% | 0.30041
[10 empty] | 70.84% | 0.30041
[10 empty] | 70.84% | 0.3004
[10 empty] | 70.85% | 0.3004
[10 empty] | 70.85% | 0.30039
[10 empty] | 70.85% | 0.30039
[10 empty] | 70.85% | 0.30039
[10 empty] | 70.86% | 0.30038
[10 empty] | 70.86% | 0.30038
[10 empty] | 70.86% | 0.30037
[10 empty] | 70.87% | 0.30036
[10 empty] | 70.87% | 0.30036
[10 empty] | 70.87% | 0.30036
[10 empty] | 70.87% | 0.30036
[10 empty] | 70.88% | 0.30035
[10 empty] | 70.88% | 0.30035
[10 empty] | 70.88% | 0.30034
[10 empty] | 70.89% | 0.30034
[10 empty] | 70.89% | 0.30034
[10 empty] | 70.89% | 0.30033
[10 empty] | 70.89% | 0.30033
[10 empty] | 70.9% | 0.30033
[10 empty] | 70.9% | 0.30031
[10 empty] | 70.9% | 0.30031
[10 empty] | 70.91% | 0.30031
[10 empty] | 70.91% | 0.3003
[10 empty] | 70.91% | 0.3003
[10 empty] | 70.91% | 0.30029
[10 empty] | 70.92% | 0.30028
[10 empty] | 70.92% | 0.30028
[10 empty] | 70.92% | 0.30028
[10 empty] | 70.93% | 0.30024
[10 empty] | 70.93% | 0.30024
[10 empty] | 70.93% | 0.30024
[10 empty] | 70.93% | 0.30024
[10 empty] | 70.94% | 0.30024
[10 empty] | 70.94% | 0.30023
[10 empty] | 70.94% | 0.30022
[10 empty] | 70.95% | 0.30022
[10 empty] | 70.95% | 0.30019
[10 empty] | 70.95% | 0.30018
[10 empty] | 70.95% | 0.30017
[10 empty] | 70.96% | 0.30017
[10 empty] | 70.96% | 0.30016
[10 empty] | 70.96% | 0.30014
[10 empty] | 70.97% | 0.30014
[10 empty] | 70.97% | 0.30013
[10 empty] | 70.97% | 0.30013
[10 empty] | 70.97% | 0.30013
[10 empty] | 70.98% | 0.30013
[10 empty] | 70.98% | 0.30013
[10 empty] | 70.98% | 0.30012
[10 empty] | 70.99% | 0.30011
[10 empty] | 70.99% | 0.3001
[10 empty] | 70.99% | 0.30008
[10 empty] | 70.99% | 0.30007
[10 empty] | 71% | 0.30005
[10 empty] | 71% | 0.30005
[10 empty] | 71% | 0.30005
[10 empty] | 71.01% | 0.30005
[10 empty] | 71.01% | 0.30004
[10 empty] | 71.01% | 0.30004
[10 empty] | 71.01% | 0.30003
[10 empty] | 71.02% | 0.30003
[10 empty] | 71.02% | 0.30003
[10 empty] | 71.02% | 0.30002
[10 empty] | 71.03% | 0.30002
[10 empty] | 71.03% | 0.30002
[10 empty] | 71.03% | 0.30002
[10 empty] | 71.03% | 0.30001
[10 empty] | 71.04% | 0.3
[10 empty] | 71.04% | 0.3
[10 empty] | 71.04% | 0.3
[10 empty] | 71.05% | 0.29999
[10 empty] | 71.05% | 0.29998
[10 empty] | 71.05% | 0.29998
[10 empty] | 71.05% | 0.29997
[10 empty] | 71.06% | 0.29997
[10 empty] | 71.06% | 0.29997
[10 empty] | 71.06% | 0.29997
[10 empty] | 71.07% | 0.29996
[10 empty] | 71.07% | 0.29995
[10 empty] | 71.07% | 0.29994
[10 empty] | 71.07% | 0.29993
[10 empty] | 71.08% | 0.29993
[10 empty] | 71.08% | 0.29993
[10 empty] | 71.08% | 0.29993
[10 empty] | 71.09% | 0.29993
[10 empty] | 71.09% | 0.29992
[10 empty] | 71.09% | 0.29992
[10 empty] | 71.09% | 0.29992
[10 empty] | 71.1% | 0.29992
[10 empty] | 71.1% | 0.2999
[10 empty] | 71.1% | 0.2999
[10 empty] | 71.11% | 0.29989
[10 empty] | 71.11% | 0.29989
[10 empty] | 71.11% | 0.29989
[10 empty] | 71.11% | 0.29989
[10 empty] | 71.12% | 0.29988
[10 empty] | 71.12% | 0.29988
[10 empty] | 71.12% | 0.29988
[10 empty] | 71.13% | 0.29987
[10 empty] | 71.13% | 0.29987
[10 empty] | 71.13% | 0.29985
[10 empty] | 71.13% | 0.29985
[10 empty] | 71.14% | 0.29985
[10 empty] | 71.14% | 0.29985
[10 empty] | 71.14% | 0.29984
[10 empty] | 71.15% | 0.29983
[10 empty] | 71.15% | 0.29983
[10 empty] | 71.15% | 0.29982
[10 empty] | 71.15% | 0.29981
[10 empty] | 71.16% | 0.2998
[10 empty] | 71.16% | 0.2998
[10 empty] | 71.16% | 0.29979
[10 empty] | 71.17% | 0.29978
[10 empty] | 71.17% | 0.29978
[10 empty] | 71.17% | 0.29976
[10 empty] | 71.17% | 0.29976
[10 empty] | 71.18% | 0.29973
[10 empty] | 71.18% | 0.29972
[10 empty] | 71.18% | 0.29972
[10 empty] | 71.19% | 0.29971
[10 empty] | 71.19% | 0.29971
[10 empty] | 71.19% | 0.29971
[10 empty] | 71.19% | 0.29971
[10 empty] | 71.2% | 0.29971
[10 empty] | 71.2% | 0.2997
[10 empty] | 71.2% | 0.2997
[10 empty] | 71.21% | 0.29969
[10 empty] | 71.21% | 0.29968
[10 empty] | 71.21% | 0.29968
[10 empty] | 71.21% | 0.29968
[10 empty] | 71.22% | 0.29967
[10 empty] | 71.22% | 0.29966
[10 empty] | 71.22% | 0.29965
[10 empty] | 71.23% | 0.29965
[10 empty] | 71.23% | 0.29965
[10 empty] | 71.23% | 0.29965
[10 empty] | 71.23% | 0.29964
[10 empty] | 71.24% | 0.29964
[10 empty] | 71.24% | 0.29964
[10 empty] | 71.24% | 0.29964
[10 empty] | 71.25% | 0.29964
[10 empty] | 71.25% | 0.29963
[10 empty] | 71.25% | 0.29963
[10 empty] | 71.25% | 0.29962
[10 empty] | 71.26% | 0.29962
[10 empty] | 71.26% | 0.29962
[10 empty] | 71.26% | 0.29961
[10 empty] | 71.27% | 0.29961
[10 empty] | 71.27% | 0.29961
[10 empty] | 71.27% | 0.2996
[10 empty] | 71.27% | 0.2996
[10 empty] | 71.28% | 0.29959
[10 empty] | 71.28% | 0.29958
[10 empty] | 71.28% | 0.29957
[10 empty] | 71.29% | 0.29956
[10 empty] | 71.29% | 0.29956
[10 empty] | 71.29% | 0.29955
[10 empty] | 71.29% | 0.29954
[10 empty] | 71.3% | 0.29952
[10 empty] | 71.3% | 0.29951
[10 empty] | 71.3% | 0.29951
[10 empty] | 71.31% | 0.29951
[10 empty] | 71.31% | 0.2995
[10 empty] | 71.31% | 0.2995
[10 empty] | 71.31% | 0.29947
[10 empty] | 71.32% | 0.29946
[10 empty] | 71.32% | 0.29946
[10 empty] | 71.32% | 0.29945
[10 empty] | 71.33% | 0.29944
[10 empty] | 71.33% | 0.29943
[10 empty] | 71.33% | 0.29942
[10 empty] | 71.33% | 0.29942
[10 empty] | 71.34% | 0.29941
[10 empty] | 71.34% | 0.2994
[10 empty] | 71.34% | 0.2994
[10 empty] | 71.35% | 0.2994
[10 empty] | 71.35% | 0.2994
[10 empty] | 71.35% | 0.2994
[10 empty] | 71.35% | 0.2994
[10 empty] | 71.36% | 0.29939
[10 empty] | 71.36% | 0.29938
[10 empty] | 71.36% | 0.29938
[10 empty] | 71.37% | 0.29938
[10 empty] | 71.37% | 0.29938
[10 empty] | 71.37% | 0.29937
[10 empty] | 71.37% | 0.29937
[10 empty] | 71.38% | 0.29937
[10 empty] | 71.38% | 0.29936
[10 empty] | 71.38% | 0.29936
[10 empty] | 71.39% | 0.29935
[10 empty] | 71.39% | 0.29935
[10 empty] | 71.39% | 0.29934
[10 empty] | 71.39% | 0.29934
[10 empty] | 71.4% | 0.29932
[10 empty] | 71.4% | 0.29929
[10 empty] | 71.4% | 0.29928
[10 empty] | 71.41% | 0.29928
[10 empty] | 71.41% | 0.29928
[10 empty] | 71.41% | 0.29926
[10 empty] | 71.41% | 0.29925
[10 empty] | 71.42% | 0.29924
[10 empty] | 71.42% | 0.29924
[10 empty] | 71.42% | 0.29923
[10 empty] | 71.43% | 0.29922
[10 empty] | 71.43% | 0.29921
[10 empty] | 71.43% | 0.2992
[10 empty] | 71.43% | 0.2992
[10 empty] | 71.44% | 0.29919
[10 empty] | 71.44% | 0.29919
[10 empty] | 71.44% | 0.29918
[10 empty] | 71.45% | 0.29917
[10 empty] | 71.45% | 0.29917
[10 empty] | 71.45% | 0.29916
[10 empty] | 71.45% | 0.29916
[10 empty] | 71.46% | 0.29915
[10 empty] | 71.46% | 0.29914
[10 empty] | 71.46% | 0.29914
[10 empty] | 71.47% | 0.29914
[10 empty] | 71.47% | 0.29914
[10 empty] | 71.47% | 0.29913
[10 empty] | 71.47% | 0.29913
[10 empty] | 71.48% | 0.29913
[10 empty] | 71.48% | 0.29912
[10 empty] | 71.48% | 0.29911
[10 empty] | 71.49% | 0.29911
[10 empty] | 71.49% | 0.29911
[10 empty] | 71.49% | 0.29911
[10 empty] | 71.49% | 0.29911
[10 empty] | 71.5% | 0.2991
[10 empty] | 71.5% | 0.2991
[10 empty] | 71.5% | 0.2991
[10 empty] | 71.51% | 0.29909
[10 empty] | 71.51% | 0.29909
[10 empty] | 71.51% | 0.29908
[10 empty] | 71.51% | 0.29908
[10 empty] | 71.52% | 0.29907
[10 empty] | 71.52% | 0.29907
[10 empty] | 71.52% | 0.29906
[10 empty] | 71.53% | 0.29906
[10 empty] | 71.53% | 0.29906
[10 empty] | 71.53% | 0.29904
[10 empty] | 71.53% | 0.29904
[10 empty] | 71.54% | 0.29904
[10 empty] | 71.54% | 0.29902
[10 empty] | 71.54% | 0.29902
[10 empty] | 71.55% | 0.29901
[10 empty] | 71.55% | 0.299
[10 empty] | 71.55% | 0.299
[10 empty] | 71.55% | 0.299
[10 empty] | 71.56% | 0.299
[10 empty] | 71.56% | 0.299
[10 empty] | 71.56% | 0.29899
[10 empty] | 71.57% | 0.29899
[10 empty] | 71.57% | 0.29899
[10 empty] | 71.57% | 0.29898
[10 empty] | 71.57% | 0.29898
[10 empty] | 71.58% | 0.29898
[10 empty] | 71.58% | 0.29898
[10 empty] | 71.58% | 0.29897
[10 empty] | 71.59% | 0.29896
[10 empty] | 71.59% | 0.29896
[10 empty] | 71.59% | 0.29896
[10 empty] | 71.59% | 0.29894
[10 empty] | 71.6% | 0.29894
[10 empty] | 71.6% | 0.29894
[10 empty] | 71.6% | 0.29893
[10 empty] | 71.61% | 0.29893
[10 empty] | 71.61% | 0.29893
[10 empty] | 71.61% | 0.29892
[10 empty] | 71.61% | 0.29892
[10 empty] | 71.62% | 0.29892
[10 empty] | 71.62% | 0.29892
[10 empty] | 71.62% | 0.29891
[10 empty] | 71.63% | 0.29891
[10 empty] | 71.63% | 0.2989
[10 empty] | 71.63% | 0.29889
[10 empty] | 71.63% | 0.29889
[10 empty] | 71.64% | 0.29889
[10 empty] | 71.64% | 0.29888
[10 empty] | 71.64% | 0.29886
[10 empty] | 71.65% | 0.29886
[10 empty] | 71.65% | 0.29884
[10 empty] | 71.65% | 0.29884
[10 empty] | 71.65% | 0.29883
[10 empty] | 71.66% | 0.29881
[10 empty] | 71.66% | 0.29881
[10 empty] | 71.66% | 0.2988
[10 empty] | 71.67% | 0.29879
[10 empty] | 71.67% | 0.29878
[10 empty] | 71.67% | 0.29878
[10 empty] | 71.67% | 0.29878
[10 empty] | 71.68% | 0.29878
[10 empty] | 71.68% | 0.29877
[10 empty] | 71.68% | 0.29877
[10 empty] | 71.69% | 0.29877
[10 empty] | 71.69% | 0.29876
[10 empty] | 71.69% | 0.29876
[10 empty] | 71.69% | 0.29875
[10 empty] | 71.7% | 0.29875
[10 empty] | 71.7% | 0.29874
[10 empty] | 71.7% | 0.29873
[10 empty] | 71.71% | 0.2987
[10 empty] | 71.71% | 0.2987
[10 empty] | 71.71% | 0.29869
[10 empty] | 71.71% | 0.29869
[10 empty] | 71.72% | 0.29869
[10 empty] | 71.72% | 0.29866
[10 empty] | 71.72% | 0.29865
[10 empty] | 71.73% | 0.29864
[10 empty] | 71.73% | 0.29864
[10 empty] | 71.73% | 0.29864
[10 empty] | 71.73% | 0.29864
[10 empty] | 71.74% | 0.29864
[10 empty] | 71.74% | 0.29863
[10 empty] | 71.74% | 0.29863
[10 empty] | 71.75% | 0.29862
[10 empty] | 71.75% | 0.29861
[10 empty] | 71.75% | 0.2986
[10 empty] | 71.75% | 0.29859
[10 empty] | 71.76% | 0.29859
[10 empty] | 71.76% | 0.29858
[10 empty] | 71.76% | 0.29858
[10 empty] | 71.77% | 0.29857
[10 empty] | 71.77% | 0.29855
[10 empty] | 71.77% | 0.29852
[10 empty] | 71.77% | 0.29852
[10 empty] | 71.78% | 0.29852
[10 empty] | 71.78% | 0.29851
[10 empty] | 71.78% | 0.29851
[10 empty] | 71.79% | 0.29851
[10 empty] | 71.79% | 0.2985
[10 empty] | 71.79% | 0.2985
[10 empty] | 71.79% | 0.2985
[10 empty] | 71.8% | 0.2985
[10 empty] | 71.8% | 0.29849
[10 empty] | 71.8% | 0.29848
[10 empty] | 71.81% | 0.29847
[10 empty] | 71.81% | 0.29847
[10 empty] | 71.81% | 0.29846
[10 empty] | 71.81% | 0.29845
[10 empty] | 71.82% | 0.29845
[10 empty] | 71.82% | 0.29844
[10 empty] | 71.82% | 0.29844
[10 empty] | 71.83% | 0.29844
[10 empty] | 71.83% | 0.29843
[10 empty] | 71.83% | 0.29843
[10 empty] | 71.83% | 0.29842
[10 empty] | 71.84% | 0.29842
[10 empty] | 71.84% | 0.29842
[10 empty] | 71.84% | 0.29841
[10 empty] | 71.85% | 0.29841
[10 empty] | 71.85% | 0.2984
[10 empty] | 71.85% | 0.29839
[10 empty] | 71.85% | 0.29839
[10 empty] | 71.86% | 0.29837
[10 empty] | 71.86% | 0.29837
[10 empty] | 71.86% | 0.29837
[10 empty] | 71.87% | 0.29836
[10 empty] | 71.87% | 0.29836
[10 empty] | 71.87% | 0.29834
[10 empty] | 71.87% | 0.29834
[10 empty] | 71.88% | 0.29833
[10 empty] | 71.88% | 0.29833
[10 empty] | 71.88% | 0.29833
[10 empty] | 71.89% | 0.29832
[10 empty] | 71.89% | 0.29831
[10 empty] | 71.89% | 0.2983
[10 empty] | 71.89% | 0.2983
[10 empty] | 71.9% | 0.29829
[10 empty] | 71.9% | 0.29829
[10 empty] | 71.9% | 0.29829
[10 empty] | 71.91% | 0.29827
[10 empty] | 71.91% | 0.29827
[10 empty] | 71.91% | 0.29827
[10 empty] | 71.91% | 0.29826
[10 empty] | 71.92% | 0.29825
[10 empty] | 71.92% | 0.29824
[10 empty] | 71.92% | 0.29824
[10 empty] | 71.93% | 0.29824
[10 empty] | 71.93% | 0.29823
[10 empty] | 71.93% | 0.29823
[10 empty] | 71.93% | 0.29822
[10 empty] | 71.94% | 0.29822
[10 empty] | 71.94% | 0.29821
[10 empty] | 71.94% | 0.2982
[10 empty] | 71.95% | 0.2982
[10 empty] | 71.95% | 0.29819
[10 empty] | 71.95% | 0.29819
[10 empty] | 71.95% | 0.29818
[10 empty] | 71.96% | 0.29817
[10 empty] | 71.96% | 0.29817
[10 empty] | 71.96% | 0.29816
[10 empty] | 71.97% | 0.29816
[10 empty] | 71.97% | 0.29814
[10 empty] | 71.97% | 0.29813
[10 empty] | 71.97% | 0.29812
[10 empty] | 71.98% | 0.29812
[10 empty] | 71.98% | 0.29811
[10 empty] | 71.98% | 0.2981
[10 empty] | 71.99% | 0.2981
[10 empty] | 71.99% | 0.2981
[10 empty] | 71.99% | 0.29806
[10 empty] | 71.99% | 0.29806
[10 empty] | 72% | 0.29806
[10 empty] | 72% | 0.29806
[10 empty] | 72% | 0.29805
[10 empty] | 72.01% | 0.29805
[10 empty] | 72.01% | 0.29804
[10 empty] | 72.01% | 0.29803
[10 empty] | 72.01% | 0.29803
[10 empty] | 72.02% | 0.29803
[10 empty] | 72.02% | 0.29801
[10 empty] | 72.02% | 0.29799
[10 empty] | 72.02% | 0.29799
[10 empty] | 72.03% | 0.29798
[10 empty] | 72.03% | 0.29798
[10 empty] | 72.03% | 0.29797
[10 empty] | 72.04% | 0.29797
[10 empty] | 72.04% | 0.29796
[10 empty] | 72.04% | 0.29796
[10 empty] | 72.04% | 0.29796
[10 empty] | 72.05% | 0.29796
[10 empty] | 72.05% | 0.29795
[10 empty] | 72.05% | 0.29794
[10 empty] | 72.06% | 0.29794
[10 empty] | 72.06% | 0.29794
[10 empty] | 72.06% | 0.29792
[10 empty] | 72.06% | 0.29792
[10 empty] | 72.07% | 0.29792
[10 empty] | 72.07% | 0.29791
[10 empty] | 72.07% | 0.29791
[10 empty] | 72.08% | 0.29791
[10 empty] | 72.08% | 0.29787
[10 empty] | 72.08% | 0.29786
[10 empty] | 72.08% | 0.29786
[10 empty] | 72.09% | 0.29786
[10 empty] | 72.09% | 0.29785
[10 empty] | 72.09% | 0.29784
[10 empty] | 72.1% | 0.29784
[10 empty] | 72.1% | 0.29782
[10 empty] | 72.1% | 0.29781
[10 empty] | 72.1% | 0.29781
[10 empty] | 72.11% | 0.29779
[10 empty] | 72.11% | 0.29779
[10 empty] | 72.11% | 0.29778
[10 empty] | 72.12% | 0.29778
[10 empty] | 72.12% | 0.29777
[10 empty] | 72.12% | 0.29777
[10 empty] | 72.12% | 0.29777
[10 empty] | 72.13% | 0.29776
[10 empty] | 72.13% | 0.29775
[10 empty] | 72.13% | 0.29774
[10 empty] | 72.14% | 0.29773
[10 empty] | 72.14% | 0.29771
[10 empty] | 72.14% | 0.2977
[10 empty] | 72.14% | 0.29769
[10 empty] | 72.15% | 0.29769
[10 empty] | 72.15% | 0.29769
[10 empty] | 72.15% | 0.29768
[10 empty] | 72.16% | 0.29768
[10 empty] | 72.16% | 0.29768
[10 empty] | 72.16% | 0.29768
[10 empty] | 72.16% | 0.29767
[10 empty] | 72.17% | 0.29767
[10 empty] | 72.17% | 0.29767
[10 empty] | 72.17% | 0.29766
[10 empty] | 72.18% | 0.29766
[10 empty] | 72.18% | 0.29765
[10 empty] | 72.18% | 0.29764
[10 empty] | 72.18% | 0.29764
[10 empty] | 72.19% | 0.29763
[10 empty] | 72.19% | 0.29763
[10 empty] | 72.19% | 0.29762
[10 empty] | 72.2% | 0.29762
[10 empty] | 72.2% | 0.29762
[10 empty] | 72.2% | 0.29761
[10 empty] | 72.2% | 0.29761
[10 empty] | 72.21% | 0.29761
[10 empty] | 72.21% | 0.29759
[10 empty] | 72.21% | 0.29759
[10 empty] | 72.22% | 0.29759
[10 empty] | 72.22% | 0.29759
[10 empty] | 72.22% | 0.29758
[10 empty] | 72.22% | 0.29758
[10 empty] | 72.23% | 0.29758
[10 empty] | 72.23% | 0.29757
[10 empty] | 72.23% | 0.29757
[10 empty] | 72.24% | 0.29756
[10 empty] | 72.24% | 0.29755
[10 empty] | 72.24% | 0.29755
[10 empty] | 72.24% | 0.29755
[10 empty] | 72.25% | 0.29754
[10 empty] | 72.25% | 0.29754
[10 empty] | 72.25% | 0.29753
[10 empty] | 72.26% | 0.29752
[10 empty] | 72.26% | 0.29752
[10 empty] | 72.26% | 0.29752
[10 empty] | 72.26% | 0.29752
[10 empty] | 72.27% | 0.29751
[10 empty] | 72.27% | 0.29751
[10 empty] | 72.27% | 0.2975
[10 empty] | 72.28% | 0.2975
[10 empty] | 72.28% | 0.29748
[10 empty] | 72.28% | 0.29748
[10 empty] | 72.28% | 0.29747
[10 empty] | 72.29% | 0.29746
[10 empty] | 72.29% | 0.29746
[10 empty] | 72.29% | 0.29745
[10 empty] | 72.3% | 0.29744
[10 empty] | 72.3% | 0.29743
[10 empty] | 72.3% | 0.29743
[10 empty] | 72.3% | 0.29742
[10 empty] | 72.31% | 0.29741
[10 empty] | 72.31% | 0.29739
[10 empty] | 72.31% | 0.29739
[10 empty] | 72.32% | 0.29738
[10 empty] | 72.32% | 0.29737
[10 empty] | 72.32% | 0.29735
[10 empty] | 72.32% | 0.29734
[10 empty] | 72.33% | 0.29734
[10 empty] | 72.33% | 0.29732
[10 empty] | 72.33% | 0.29732
[10 empty] | 72.34% | 0.2973
[10 empty] | 72.34% | 0.29729
[10 empty] | 72.34% | 0.29728
[10 empty] | 72.34% | 0.29728
[10 empty] | 72.35% | 0.29728
[10 empty] | 72.35% | 0.29727
[10 empty] | 72.35% | 0.29726
[10 empty] | 72.36% | 0.29725
[10 empty] | 72.36% | 0.29725
[10 empty] | 72.36% | 0.29725
[10 empty] | 72.36% | 0.29724
[10 empty] | 72.37% | 0.29723
[10 empty] | 72.37% | 0.29722
[10 empty] | 72.37% | 0.29722
[10 empty] | 72.38% | 0.29722
[10 empty] | 72.38% | 0.29721
[10 empty] | 72.38% | 0.2972
[10 empty] | 72.38% | 0.29719
[10 empty] | 72.39% | 0.29719
[10 empty] | 72.39% | 0.29718
[10 empty] | 72.39% | 0.29718
[10 empty] | 72.4% | 0.29718
[10 empty] | 72.4% | 0.29717
[10 empty] | 72.4% | 0.29714
[10 empty] | 72.4% | 0.29713
[10 empty] | 72.41% | 0.29713
[10 empty] | 72.41% | 0.29712
[10 empty] | 72.41% | 0.29711
[10 empty] | 72.42% | 0.2971
[10 empty] | 72.42% | 0.29709
[10 empty] | 72.42% | 0.29709
[10 empty] | 72.42% | 0.29707
[10 empty] | 72.43% | 0.29707
[10 empty] | 72.43% | 0.29706
[10 empty] | 72.43% | 0.29706
[10 empty] | 72.44% | 0.29704
[10 empty] | 72.44% | 0.29703
[10 empty] | 72.44% | 0.29703
[10 empty] | 72.44% | 0.29703
[10 empty] | 72.45% | 0.29703
[10 empty] | 72.45% | 0.29703
[10 empty] | 72.45% | 0.29703
[10 empty] | 72.46% | 0.29702
[10 empty] | 72.46% | 0.29702
[10 empty] | 72.46% | 0.29702
[10 empty] | 72.46% | 0.29701
[10 empty] | 72.47% | 0.297
[10 empty] | 72.47% | 0.29699
[10 empty] | 72.47% | 0.29698
[10 empty] | 72.48% | 0.29698
[10 empty] | 72.48% | 0.29697
[10 empty] | 72.48% | 0.29695
[10 empty] | 72.48% | 0.29694
[10 empty] | 72.49% | 0.29693
[10 empty] | 72.49% | 0.29692
[10 empty] | 72.49% | 0.29692
[10 empty] | 72.5% | 0.29692
[10 empty] | 72.5% | 0.2969
[10 empty] | 72.5% | 0.2969
[10 empty] | 72.5% | 0.29689
[10 empty] | 72.51% | 0.29687
[10 empty] | 72.51% | 0.29687
[10 empty] | 72.51% | 0.29686
[10 empty] | 72.52% | 0.29686
[10 empty] | 72.52% | 0.29683
[10 empty] | 72.52% | 0.29683
[10 empty] | 72.52% | 0.29682
[10 empty] | 72.53% | 0.29681
[10 empty] | 72.53% | 0.29681
[10 empty] | 72.53% | 0.29681
[10 empty] | 72.54% | 0.2968
[10 empty] | 72.54% | 0.2968
[10 empty] | 72.54% | 0.29679
[10 empty] | 72.54% | 0.29679
[10 empty] | 72.55% | 0.29679
[10 empty] | 72.55% | 0.29677
[10 empty] | 72.55% | 0.29674
[10 empty] | 72.56% | 0.29674
[10 empty] | 72.56% | 0.29673
[10 empty] | 72.56% | 0.29672
[10 empty] | 72.56% | 0.29672
[10 empty] | 72.57% | 0.29671
[10 empty] | 72.57% | 0.29671
[10 empty] | 72.57% | 0.29671
[10 empty] | 72.58% | 0.2967
[10 empty] | 72.58% | 0.2967
[10 empty] | 72.58% | 0.29665
[10 empty] | 72.58% | 0.29665
[10 empty] | 72.59% | 0.29664
[10 empty] | 72.59% | 0.29663
[10 empty] | 72.59% | 0.29662
[10 empty] | 72.6% | 0.29661
[10 empty] | 72.6% | 0.29661
[10 empty] | 72.6% | 0.2966
[10 empty] | 72.6% | 0.2966
[10 empty] | 72.61% | 0.2966
[10 empty] | 72.61% | 0.29659
[10 empty] | 72.61% | 0.29659
[10 empty] | 72.62% | 0.29658
[10 empty] | 72.62% | 0.29658
[10 empty] | 72.62% | 0.29656
[10 empty] | 72.62% | 0.29656
[10 empty] | 72.63% | 0.29656
[10 empty] | 72.63% | 0.29656
[10 empty] | 72.63% | 0.29656
[10 empty] | 72.64% | 0.29655
[10 empty] | 72.64% | 0.29655
[10 empty] | 72.64% | 0.29654
[10 empty] | 72.64% | 0.29654
[10 empty] | 72.65% | 0.29653
[10 empty] | 72.65% | 0.29652
[10 empty] | 72.65% | 0.29651
[10 empty] | 72.66% | 0.2965
[10 empty] | 72.66% | 0.2965
[10 empty] | 72.66% | 0.2965
[10 empty] | 72.66% | 0.29649
[10 empty] | 72.67% | 0.29649
[10 empty] | 72.67% | 0.29648
[10 empty] | 72.67% | 0.29648
[10 empty] | 72.68% | 0.29648
[10 empty] | 72.68% | 0.29648
[10 empty] | 72.68% | 0.29647
[10 empty] | 72.68% | 0.29647
[10 empty] | 72.69% | 0.29647
[10 empty] | 72.69% | 0.29646
[10 empty] | 72.69% | 0.29645
[10 empty] | 72.7% | 0.29645
[10 empty] | 72.7% | 0.29644
[10 empty] | 72.7% | 0.29644
[10 empty] | 72.7% | 0.29643
[10 empty] | 72.71% | 0.29642
[10 empty] | 72.71% | 0.29642
[10 empty] | 72.71% | 0.29642
[10 empty] | 72.72% | 0.29641
[10 empty] | 72.72% | 0.29641
[10 empty] | 72.72% | 0.29641
[10 empty] | 72.72% | 0.29641
[10 empty] | 72.73% | 0.2964
[10 empty] | 72.73% | 0.2964
[10 empty] | 72.73% | 0.2964
[10 empty] | 72.74% | 0.29639
[10 empty] | 72.74% | 0.29638
[10 empty] | 72.74% | 0.29636
[10 empty] | 72.74% | 0.29635
[10 empty] | 72.75% | 0.29635
[10 empty] | 72.75% | 0.29635
[10 empty] | 72.75% | 0.29635
[10 empty] | 72.76% | 0.29633
[10 empty] | 72.76% | 0.29632
[10 empty] | 72.76% | 0.29632
[10 empty] | 72.76% | 0.29632
[10 empty] | 72.77% | 0.2963
[10 empty] | 72.77% | 0.2963
[10 empty] | 72.77% | 0.2963
[10 empty] | 72.78% | 0.2963
[10 empty] | 72.78% | 0.29628
[10 empty] | 72.78% | 0.29628
[10 empty] | 72.78% | 0.29628
[10 empty] | 72.79% | 0.29627
[10 empty] | 72.79% | 0.29626
[10 empty] | 72.79% | 0.29625
[10 empty] | 72.8% | 0.29622
[10 empty] | 72.8% | 0.29622
[10 empty] | 72.8% | 0.29621
[10 empty] | 72.8% | 0.29619
[10 empty] | 72.81% | 0.29619
[10 empty] | 72.81% | 0.29616
[10 empty] | 72.81% | 0.29616
[10 empty] | 72.82% | 0.29615
[10 empty] | 72.82% | 0.29615
[10 empty] | 72.82% | 0.29614
[10 empty] | 72.82% | 0.29613
[10 empty] | 72.83% | 0.29613
[10 empty] | 72.83% | 0.29613
[10 empty] | 72.83% | 0.29613
[10 empty] | 72.84% | 0.29612
[10 empty] | 72.84% | 0.29611
[10 empty] | 72.84% | 0.29608
[10 empty] | 72.84% | 0.29607
[10 empty] | 72.85% | 0.29606
[10 empty] | 72.85% | 0.29606
[10 empty] | 72.85% | 0.29605
[10 empty] | 72.86% | 0.29604
[10 empty] | 72.86% | 0.29604
[10 empty] | 72.86% | 0.29603
[10 empty] | 72.86% | 0.29603
[10 empty] | 72.87% | 0.29602
[10 empty] | 72.87% | 0.29601
[10 empty] | 72.87% | 0.296
[10 empty] | 72.88% | 0.29599
[10 empty] | 72.88% | 0.29599
[10 empty] | 72.88% | 0.29598
[10 empty] | 72.88% | 0.29598
[10 empty] | 72.89% | 0.29596
[10 empty] | 72.89% | 0.29594
[10 empty] | 72.89% | 0.29594
[10 empty] | 72.9% | 0.29594
[10 empty] | 72.9% | 0.29593
[10 empty] | 72.9% | 0.29592
[10 empty] | 72.9% | 0.29591
[10 empty] | 72.91% | 0.2959
[10 empty] | 72.91% | 0.29589
[10 empty] | 72.91% | 0.29589
[10 empty] | 72.92% | 0.29588
[10 empty] | 72.92% | 0.29588
[10 empty] | 72.92% | 0.29587
[10 empty] | 72.92% | 0.29587
[10 empty] | 72.93% | 0.29587
[10 empty] | 72.93% | 0.29587
[10 empty] | 72.93% | 0.29587
[10 empty] | 72.94% | 0.29586
[10 empty] | 72.94% | 0.29585
[10 empty] | 72.94% | 0.29585
[10 empty] | 72.94% | 0.29583
[10 empty] | 72.95% | 0.29583
[10 empty] | 72.95% | 0.29583
[10 empty] | 72.95% | 0.29582
[10 empty] | 72.96% | 0.29579
[10 empty] | 72.96% | 0.29579
[10 empty] | 72.96% | 0.29579
[10 empty] | 72.96% | 0.29579
[10 empty] | 72.97% | 0.29576
[10 empty] | 72.97% | 0.29575
[10 empty] | 72.97% | 0.29575
[10 empty] | 72.98% | 0.29574
[10 empty] | 72.98% | 0.29573
[10 empty] | 72.98% | 0.29573
[10 empty] | 72.98% | 0.29573
[10 empty] | 72.99% | 0.29572
[10 empty] | 72.99% | 0.29567
[10 empty] | 72.99% | 0.29567
[10 empty] | 73% | 0.29566
[10 empty] | 73% | 0.29566
[10 empty] | 73% | 0.29565
[10 empty] | 73% | 0.29564
[10 empty] | 73.01% | 0.29564
[10 empty] | 73.01% | 0.29564
[10 empty] | 73.01% | 0.29562
[10 empty] | 73.02% | 0.29562
[10 empty] | 73.02% | 0.29562
[10 empty] | 73.02% | 0.29561
[10 empty] | 73.02% | 0.29561
[10 empty] | 73.03% | 0.2956
[10 empty] | 73.03% | 0.29559
[10 empty] | 73.03% | 0.29559
[10 empty] | 73.04% | 0.29558
[10 empty] | 73.04% | 0.29558
[10 empty] | 73.04% | 0.29554
[10 empty] | 73.04% | 0.29554
[10 empty] | 73.05% | 0.29554
[10 empty] | 73.05% | 0.29553
[10 empty] | 73.05% | 0.29553
[10 empty] | 73.06% | 0.29553
[10 empty] | 73.06% | 0.29552
[10 empty] | 73.06% | 0.29552
[10 empty] | 73.06% | 0.2955
[10 empty] | 73.07% | 0.29547
[10 empty] | 73.07% | 0.29546
[10 empty] | 73.07% | 0.29546
[10 empty] | 73.08% | 0.29546
[10 empty] | 73.08% | 0.29545
[10 empty] | 73.08% | 0.29545
[10 empty] | 73.08% | 0.29544
[10 empty] | 73.09% | 0.29543
[10 empty] | 73.09% | 0.29543
[10 empty] | 73.09% | 0.29543
[10 empty] | 73.1% | 0.29542
[10 empty] | 73.1% | 0.29541
[10 empty] | 73.1% | 0.29541
[10 empty] | 73.1% | 0.29541
[10 empty] | 73.11% | 0.2954
[10 empty] | 73.11% | 0.29539
[10 empty] | 73.11% | 0.29539
[10 empty] | 73.12% | 0.29539
[10 empty] | 73.12% | 0.29537
[10 empty] | 73.12% | 0.29537
[10 empty] | 73.12% | 0.29537
[10 empty] | 73.13% | 0.29536
[10 empty] | 73.13% | 0.29536
[10 empty] | 73.13% | 0.29536
[10 empty] | 73.14% | 0.29535
[10 empty] | 73.14% | 0.29535
[10 empty] | 73.14% | 0.29534
[10 empty] | 73.14% | 0.29532
[10 empty] | 73.15% | 0.29532
[10 empty] | 73.15% | 0.29531
[10 empty] | 73.15% | 0.29531
[10 empty] | 73.16% | 0.29531
[10 empty] | 73.16% | 0.29529
[10 empty] | 73.16% | 0.29529
[10 empty] | 73.16% | 0.29529
[10 empty] | 73.17% | 0.29527
[10 empty] | 73.17% | 0.29523
[10 empty] | 73.17% | 0.29523
[10 empty] | 73.18% | 0.29522
[10 empty] | 73.18% | 0.29522
[10 empty] | 73.18% | 0.29521
[10 empty] | 73.18% | 0.2952
[10 empty] | 73.19% | 0.2952
[10 empty] | 73.19% | 0.29519
[10 empty] | 73.19% | 0.29519
[10 empty] | 73.2% | 0.29519
[10 empty] | 73.2% | 0.29518
[10 empty] | 73.2% | 0.29518
[10 empty] | 73.2% | 0.29518
[10 empty] | 73.21% | 0.29517
[10 empty] | 73.21% | 0.29517
[10 empty] | 73.21% | 0.29517
[10 empty] | 73.21% | 0.29516
[10 empty] | 73.22% | 0.29516
[10 empty] | 73.22% | 0.29515
[10 empty] | 73.22% | 0.29515
[10 empty] | 73.23% | 0.29514
[10 empty] | 73.23% | 0.29513
[10 empty] | 73.23% | 0.29513
[10 empty] | 73.23% | 0.29512
[10 empty] | 73.24% | 0.29511
[10 empty] | 73.24% | 0.29511
[10 empty] | 73.24% | 0.29511
[10 empty] | 73.25% | 0.2951
[10 empty] | 73.25% | 0.2951
[10 empty] | 73.25% | 0.29509
[10 empty] | 73.25% | 0.29508
[10 empty] | 73.26% | 0.29508
[10 empty] | 73.26% | 0.29506
[10 empty] | 73.26% | 0.29505
[10 empty] | 73.27% | 0.29505
[10 empty] | 73.27% | 0.29504
[10 empty] | 73.27% | 0.29504
[10 empty] | 73.27% | 0.29502
[10 empty] | 73.28% | 0.29502
[10 empty] | 73.28% | 0.29502
[10 empty] | 73.28% | 0.29501
[10 empty] | 73.29% | 0.29499
[10 empty] | 73.29% | 0.29498
[10 empty] | 73.29% | 0.29498
[10 empty] | 73.29% | 0.29498
[10 empty] | 73.3% | 0.29498
[10 empty] | 73.3% | 0.29496
[10 empty] | 73.3% | 0.29495
[10 empty] | 73.31% | 0.29495
[10 empty] | 73.31% | 0.29493
[10 empty] | 73.31% | 0.29493
[10 empty] | 73.31% | 0.29493
[10 empty] | 73.32% | 0.29492
[10 empty] | 73.32% | 0.29492
[10 empty] | 73.32% | 0.29492
[10 empty] | 73.33% | 0.29492
[10 empty] | 73.33% | 0.2949
[10 empty] | 73.33% | 0.2949
[10 empty] | 73.33% | 0.2949
[10 empty] | 73.34% | 0.2949
[10 empty] | 73.34% | 0.29488
[10 empty] | 73.34% | 0.29488
[10 empty] | 73.35% | 0.29488
[10 empty] | 73.35% | 0.29488
[10 empty] | 73.35% | 0.29487
[10 empty] | 73.35% | 0.29487
[10 empty] | 73.36% | 0.29487
[10 empty] | 73.36% | 0.29486
[10 empty] | 73.36% | 0.29486
[10 empty] | 73.37% | 0.29484
[10 empty] | 73.37% | 0.29484
[10 empty] | 73.37% | 0.29483
[10 empty] | 73.37% | 0.29483
[10 empty] | 73.38% | 0.29481
[10 empty] | 73.38% | 0.29481
[10 empty] | 73.38% | 0.2948
[10 empty] | 73.39% | 0.29477
[10 empty] | 73.39% | 0.29476
[10 empty] | 73.39% | 0.29475
[10 empty] | 73.39% | 0.29475
[10 empty] | 73.4% | 0.29474
[10 empty] | 73.4% | 0.29474
[10 empty] | 73.4% | 0.29474
[10 empty] | 73.41% | 0.29474
[10 empty] | 73.41% | 0.29472
[10 empty] | 73.41% | 0.29472
[10 empty] | 73.41% | 0.2947
[10 empty] | 73.42% | 0.29469
[10 empty] | 73.42% | 0.29469
[10 empty] | 73.42% | 0.29469
[10 empty] | 73.43% | 0.29467
[10 empty] | 73.43% | 0.29467
[10 empty] | 73.43% | 0.29466
[10 empty] | 73.43% | 0.29461
[10 empty] | 73.44% | 0.29458
[10 empty] | 73.44% | 0.29458
[10 empty] | 73.44% | 0.29454
[10 empty] | 73.45% | 0.29454
[10 empty] | 73.45% | 0.29454
[10 empty] | 73.45% | 0.29454
[10 empty] | 73.45% | 0.29453
[10 empty] | 73.46% | 0.29452
[10 empty] | 73.46% | 0.29451
[10 empty] | 73.46% | 0.29451
[10 empty] | 73.47% | 0.29451
[10 empty] | 73.47% | 0.29451
[10 empty] | 73.47% | 0.2945
[10 empty] | 73.47% | 0.29449
[10 empty] | 73.48% | 0.29449
[10 empty] | 73.48% | 0.29449
[10 empty] | 73.48% | 0.29445
[10 empty] | 73.49% | 0.29445
[10 empty] | 73.49% | 0.29445
[10 empty] | 73.49% | 0.29444
[10 empty] | 73.49% | 0.29444
[10 empty] | 73.5% | 0.29442
[10 empty] | 73.5% | 0.29442
[10 empty] | 73.5% | 0.29441
[10 empty] | 73.51% | 0.29441
[10 empty] | 73.51% | 0.29441
[10 empty] | 73.51% | 0.2944
[10 empty] | 73.51% | 0.29439
[10 empty] | 73.52% | 0.29437
[10 empty] | 73.52% | 0.29436
[10 empty] | 73.52% | 0.29435
[10 empty] | 73.53% | 0.29435
[10 empty] | 73.53% | 0.29435
[10 empty] | 73.53% | 0.29433
[10 empty] | 73.53% | 0.29431
[10 empty] | 73.54% | 0.29431
[10 empty] | 73.54% | 0.2943
[10 empty] | 73.54% | 0.2943
[10 empty] | 73.55% | 0.29429
[10 empty] | 73.55% | 0.29427
[10 empty] | 73.55% | 0.29425
[10 empty] | 73.55% | 0.29425
[10 empty] | 73.56% | 0.29424
[10 empty] | 73.56% | 0.29424
[10 empty] | 73.56% | 0.29424
[10 empty] | 73.57% | 0.29424
[10 empty] | 73.57% | 0.29423
[10 empty] | 73.57% | 0.29423
[10 empty] | 73.57% | 0.29422
[10 empty] | 73.58% | 0.29422
[10 empty] | 73.58% | 0.29422
[10 empty] | 73.58% | 0.29422
[10 empty] | 73.59% | 0.29422
[10 empty] | 73.59% | 0.29422
[10 empty] | 73.59% | 0.29421
[10 empty] | 73.59% | 0.29421
[10 empty] | 73.6% | 0.2942
[10 empty] | 73.6% | 0.2942
[10 empty] | 73.6% | 0.29419
[10 empty] | 73.61% | 0.29418
[10 empty] | 73.61% | 0.29418
[10 empty] | 73.61% | 0.29417
[10 empty] | 73.61% | 0.29416
[10 empty] | 73.62% | 0.29414
[10 empty] | 73.62% | 0.29414
[10 empty] | 73.62% | 0.29413
[10 empty] | 73.63% | 0.29411
[10 empty] | 73.63% | 0.29411
[10 empty] | 73.63% | 0.2941
[10 empty] | 73.63% | 0.2941
[10 empty] | 73.64% | 0.29409
[10 empty] | 73.64% | 0.29407
[10 empty] | 73.64% | 0.29406
[10 empty] | 73.65% | 0.29406
[10 empty] | 73.65% | 0.29405
[10 empty] | 73.65% | 0.29405
[10 empty] | 73.65% | 0.29404
[10 empty] | 73.66% | 0.29404
[10 empty] | 73.66% | 0.29403
[10 empty] | 73.66% | 0.29401
[10 empty] | 73.67% | 0.294
[10 empty] | 73.67% | 0.294
[10 empty] | 73.67% | 0.294
[10 empty] | 73.67% | 0.29399
[10 empty] | 73.68% | 0.29398
[10 empty] | 73.68% | 0.29397
[10 empty] | 73.68% | 0.29397
[10 empty] | 73.69% | 0.29396
[10 empty] | 73.69% | 0.29396
[10 empty] | 73.69% | 0.29396
[10 empty] | 73.69% | 0.29393
[10 empty] | 73.7% | 0.29393
[10 empty] | 73.7% | 0.29393
[10 empty] | 73.7% | 0.29392
[10 empty] | 73.71% | 0.29392
[10 empty] | 73.71% | 0.29391
[10 empty] | 73.71% | 0.29391
[10 empty] | 73.71% | 0.2939
[10 empty] | 73.72% | 0.29388
[10 empty] | 73.72% | 0.29387
[10 empty] | 73.72% | 0.29387
[10 empty] | 73.73% | 0.29385
[10 empty] | 73.73% | 0.29385
[10 empty] | 73.73% | 0.29385
[10 empty] | 73.73% | 0.29385
[10 empty] | 73.74% | 0.29384
[10 empty] | 73.74% | 0.29384
[10 empty] | 73.74% | 0.29383
[10 empty] | 73.75% | 0.2938
[10 empty] | 73.75% | 0.2938
[10 empty] | 73.75% | 0.2938
[10 empty] | 73.75% | 0.2938
[10 empty] | 73.76% | 0.29379
[10 empty] | 73.76% | 0.29379
[10 empty] | 73.76% | 0.29379
[10 empty] | 73.77% | 0.29379
[10 empty] | 73.77% | 0.29377
[10 empty] | 73.77% | 0.29376
[10 empty] | 73.77% | 0.29373
[10 empty] | 73.78% | 0.29373
[10 empty] | 73.78% | 0.29373
[10 empty] | 73.78% | 0.29373
[10 empty] | 73.79% | 0.2937
[10 empty] | 73.79% | 0.29369
[10 empty] | 73.79% | 0.29369
[10 empty] | 73.79% | 0.29367
[10 empty] | 73.8% | 0.29366
[10 empty] | 73.8% | 0.29366
[10 empty] | 73.8% | 0.29366
[10 empty] | 73.81% | 0.29365
[10 empty] | 73.81% | 0.29365
[10 empty] | 73.81% | 0.29365
[10 empty] | 73.81% | 0.29364
[10 empty] | 73.82% | 0.29364
[10 empty] | 73.82% | 0.29364
[10 empty] | 73.82% | 0.29364
[10 empty] | 73.83% | 0.29364
[10 empty] | 73.83% | 0.29363
[10 empty] | 73.83% | 0.29362
[10 empty] | 73.83% | 0.29361
[10 empty] | 73.84% | 0.29359
[10 empty] | 73.84% | 0.29359
[10 empty] | 73.84% | 0.29359
[10 empty] | 73.85% | 0.29359
[10 empty] | 73.85% | 0.29358
[10 empty] | 73.85% | 0.29358
[10 empty] | 73.85% | 0.29358
[10 empty] | 73.86% | 0.29358
[10 empty] | 73.86% | 0.29357
[10 empty] | 73.86% | 0.29357
[10 empty] | 73.87% | 0.29356
[10 empty] | 73.87% | 0.29356
[10 empty] | 73.87% | 0.29354
[10 empty] | 73.87% | 0.29354
[10 empty] | 73.88% | 0.29354
[10 empty] | 73.88% | 0.29353
[10 empty] | 73.88% | 0.29353
[10 empty] | 73.89% | 0.29352
[10 empty] | 73.89% | 0.29352
[10 empty] | 73.89% | 0.29352
[10 empty] | 73.89% | 0.29352
[10 empty] | 73.9% | 0.29352
[10 empty] | 73.9% | 0.29351
[10 empty] | 73.9% | 0.2935
[10 empty] | 73.91% | 0.2935
[10 empty] | 73.91% | 0.2935
[10 empty] | 73.91% | 0.29347
[10 empty] | 73.91% | 0.29347
[10 empty] | 73.92% | 0.29346
[10 empty] | 73.92% | 0.29346
[10 empty] | 73.92% | 0.29346
[10 empty] | 73.93% | 0.29345
[10 empty] | 73.93% | 0.29345
[10 empty] | 73.93% | 0.29343
[10 empty] | 73.93% | 0.29341
[10 empty] | 73.94% | 0.2934
[10 empty] | 73.94% | 0.2934
[10 empty] | 73.94% | 0.2934
[10 empty] | 73.95% | 0.29336
[10 empty] | 73.95% | 0.29336
[10 empty] | 73.95% | 0.29336
[10 empty] | 73.95% | 0.29335
[10 empty] | 73.96% | 0.29333
[10 empty] | 73.96% | 0.29333
[10 empty] | 73.96% | 0.29333
[10 empty] | 73.97% | 0.29332
[10 empty] | 73.97% | 0.2933
[10 empty] | 73.97% | 0.29328
[10 empty] | 73.97% | 0.29328
[10 empty] | 73.98% | 0.29327
[10 empty] | 73.98% | 0.29327
[10 empty] | 73.98% | 0.29327
[10 empty] | 73.99% | 0.29325
[10 empty] | 73.99% | 0.29324
[10 empty] | 73.99% | 0.29324
[10 empty] | 73.99% | 0.29324
[10 empty] | 74% | 0.29322
[10 empty] | 74% | 0.29322
[10 empty] | 74% | 0.29322
[10 empty] | 74.01% | 0.29321
[10 empty] | 74.01% | 0.29321
[10 empty] | 74.01% | 0.2932
[10 empty] | 74.01% | 0.2932
[10 empty] | 74.02% | 0.2932
[10 empty] | 74.02% | 0.29317
[10 empty] | 74.02% | 0.29316
[10 empty] | 74.03% | 0.29314
[10 empty] | 74.03% | 0.29313
[10 empty] | 74.03% | 0.29312
[10 empty] | 74.03% | 0.29312
[10 empty] | 74.04% | 0.29312
[10 empty] | 74.04% | 0.29311
[10 empty] | 74.04% | 0.29311
[10 empty] | 74.05% | 0.29311
[10 empty] | 74.05% | 0.29311
[10 empty] | 74.05% | 0.29311
[10 empty] | 74.05% | 0.2931
[10 empty] | 74.06% | 0.2931
[10 empty] | 74.06% | 0.2931
[10 empty] | 74.06% | 0.29309
[10 empty] | 74.07% | 0.29309
[10 empty] | 74.07% | 0.29308
[10 empty] | 74.07% | 0.29308
[10 empty] | 74.07% | 0.29308
[10 empty] | 74.08% | 0.29308
[10 empty] | 74.08% | 0.29306
[10 empty] | 74.08% | 0.29306
[10 empty] | 74.09% | 0.29305
[10 empty] | 74.09% | 0.29305
[10 empty] | 74.09% | 0.29305
[10 empty] | 74.09% | 0.293
[10 empty] | 74.1% | 0.293
[10 empty] | 74.1% | 0.29299
[10 empty] | 74.1% | 0.29299
[10 empty] | 74.11% | 0.29299
[10 empty] | 74.11% | 0.29298
[10 empty] | 74.11% | 0.29294
[10 empty] | 74.11% | 0.29294
[10 empty] | 74.12% | 0.29293
[10 empty] | 74.12% | 0.29293
[10 empty] | 74.12% | 0.29293
[10 empty] | 74.13% | 0.29292
[10 empty] | 74.13% | 0.29292
[10 empty] | 74.13% | 0.29292
[10 empty] | 74.13% | 0.2929
[10 empty] | 74.14% | 0.2929
[10 empty] | 74.14% | 0.29289
[10 empty] | 74.14% | 0.29289
[10 empty] | 74.15% | 0.29288
[10 empty] | 74.15% | 0.29287
[10 empty] | 74.15% | 0.29287
[10 empty] | 74.15% | 0.29286
[10 empty] | 74.16% | 0.29284
[10 empty] | 74.16% | 0.29283
[10 empty] | 74.16% | 0.29283
[10 empty] | 74.17% | 0.29283
[10 empty] | 74.17% | 0.29282
[10 empty] | 74.17% | 0.29281
[10 empty] | 74.17% | 0.29281
[10 empty] | 74.18% | 0.2928
[10 empty] | 74.18% | 0.29279
[10 empty] | 74.18% | 0.29279
[10 empty] | 74.19% | 0.29278
[10 empty] | 74.19% | 0.29277
[10 empty] | 74.19% | 0.29276
[10 empty] | 74.19% | 0.29274
[10 empty] | 74.2% | 0.29274
[10 empty] | 74.2% | 0.29273
[10 empty] | 74.2% | 0.29273
[10 empty] | 74.21% | 0.29272
[10 empty] | 74.21% | 0.29271
[10 empty] | 74.21% | 0.29269
[10 empty] | 74.21% | 0.29269
[10 empty] | 74.22% | 0.29268
[10 empty] | 74.22% | 0.29268
[10 empty] | 74.22% | 0.29267
[10 empty] | 74.23% | 0.29266
[10 empty] | 74.23% | 0.29266
[10 empty] | 74.23% | 0.29266
[10 empty] | 74.23% | 0.29265
[10 empty] | 74.24% | 0.29265
[10 empty] | 74.24% | 0.29265
[10 empty] | 74.24% | 0.29264
[10 empty] | 74.25% | 0.29264
[10 empty] | 74.25% | 0.29264
[10 empty] | 74.25% | 0.29263
[10 empty] | 74.25% | 0.2926
[10 empty] | 74.26% | 0.2926
[10 empty] | 74.26% | 0.29258
[10 empty] | 74.26% | 0.29258
[10 empty] | 74.27% | 0.29257
[10 empty] | 74.27% | 0.29257
[10 empty] | 74.27% | 0.29257
[10 empty] | 74.27% | 0.29256
[10 empty] | 74.28% | 0.29256
[10 empty] | 74.28% | 0.29252
[10 empty] | 74.28% | 0.29252
[10 empty] | 74.29% | 0.29252
[10 empty] | 74.29% | 0.29252
[10 empty] | 74.29% | 0.29252
[10 empty] | 74.29% | 0.29252
[10 empty] | 74.3% | 0.29251
[10 empty] | 74.3% | 0.2925
[10 empty] | 74.3% | 0.2925
[10 empty] | 74.31% | 0.29248
[10 empty] | 74.31% | 0.29248
[10 empty] | 74.31% | 0.29247
[10 empty] | 74.31% | 0.29246
[10 empty] | 74.32% | 0.29246
[10 empty] | 74.32% | 0.29246
[10 empty] | 74.32% | 0.29246
[10 empty] | 74.33% | 0.29245
[10 empty] | 74.33% | 0.29245
[10 empty] | 74.33% | 0.29244
[10 empty] | 74.33% | 0.29244
[10 empty] | 74.34% | 0.29244
[10 empty] | 74.34% | 0.29243
[10 empty] | 74.34% | 0.29243
[10 empty] | 74.35% | 0.29243
[10 empty] | 74.35% | 0.29242
[10 empty] | 74.35% | 0.29242
[10 empty] | 74.35% | 0.29241
[10 empty] | 74.36% | 0.2924
[10 empty] | 74.36% | 0.2924
[10 empty] | 74.36% | 0.29239
[10 empty] | 74.37% | 0.29239
[10 empty] | 74.37% | 0.29238
[10 empty] | 74.37% | 0.29235
[10 empty] | 74.37% | 0.29235
[10 empty] | 74.38% | 0.29235
[10 empty] | 74.38% | 0.29235
[10 empty] | 74.38% | 0.29233
[10 empty] | 74.39% | 0.29232
[10 empty] | 74.39% | 0.29232
[10 empty] | 74.39% | 0.29232
[10 empty] | 74.39% | 0.29232
[10 empty] | 74.4% | 0.29231
[10 empty] | 74.4% | 0.2923
[10 empty] | 74.4% | 0.29229
[10 empty] | 74.4% | 0.29229
[10 empty] | 74.41% | 0.29229
[10 empty] | 74.41% | 0.29228
[10 empty] | 74.41% | 0.29227
[10 empty] | 74.42% | 0.29226
[10 empty] | 74.42% | 0.29224
[10 empty] | 74.42% | 0.29224
[10 empty] | 74.42% | 0.29223
[10 empty] | 74.43% | 0.29223
[10 empty] | 74.43% | 0.29223
[10 empty] | 74.43% | 0.29222
[10 empty] | 74.44% | 0.29222
[10 empty] | 74.44% | 0.29221
[10 empty] | 74.44% | 0.29221
[10 empty] | 74.44% | 0.2922
[10 empty] | 74.45% | 0.29219
[10 empty] | 74.45% | 0.29218
[10 empty] | 74.45% | 0.29218
[10 empty] | 74.46% | 0.29218
[10 empty] | 74.46% | 0.29218
[10 empty] | 74.46% | 0.29218
[10 empty] | 74.46% | 0.29216
[10 empty] | 74.47% | 0.29216
[10 empty] | 74.47% | 0.29216
[10 empty] | 74.47% | 0.29215
[10 empty] | 74.48% | 0.29212
[10 empty] | 74.48% | 0.29212
[10 empty] | 74.48% | 0.29212
[10 empty] | 74.48% | 0.29212
[10 empty] | 74.49% | 0.29211
[10 empty] | 74.49% | 0.2921
[10 empty] | 74.49% | 0.29209
[10 empty] | 74.5% | 0.29208
[10 empty] | 74.5% | 0.29208
[10 empty] | 74.5% | 0.29208
[10 empty] | 74.5% | 0.29208
[10 empty] | 74.51% | 0.29205
[10 empty] | 74.51% | 0.29205
[10 empty] | 74.51% | 0.29203
[10 empty] | 74.52% | 0.29203
[10 empty] | 74.52% | 0.29202
[10 empty] | 74.52% | 0.29202
[10 empty] | 74.52% | 0.29201
[10 empty] | 74.53% | 0.29201
[10 empty] | 74.53% | 0.292
[10 empty] | 74.53% | 0.292
[10 empty] | 74.54% | 0.29199
[10 empty] | 74.54% | 0.29198
[10 empty] | 74.54% | 0.29196
[10 empty] | 74.54% | 0.29196
[10 empty] | 74.55% | 0.29196
[10 empty] | 74.55% | 0.29196
[10 empty] | 74.55% | 0.29196
[10 empty] | 74.56% | 0.29195
[10 empty] | 74.56% | 0.29195
[10 empty] | 74.56% | 0.29194
[10 empty] | 74.56% | 0.29194
[10 empty] | 74.57% | 0.29192
[10 empty] | 74.57% | 0.2919
[10 empty] | 74.57% | 0.2919
[10 empty] | 74.58% | 0.2919
[10 empty] | 74.58% | 0.29189
[10 empty] | 74.58% | 0.29189
[10 empty] | 74.58% | 0.29189
[10 empty] | 74.59% | 0.29188
[10 empty] | 74.59% | 0.29187
[10 empty] | 74.59% | 0.29187
[10 empty] | 74.6% | 0.29186
[10 empty] | 74.6% | 0.29185
[10 empty] | 74.6% | 0.29184
[10 empty] | 74.6% | 0.29184
[10 empty] | 74.61% | 0.29184
[10 empty] | 74.61% | 0.29183
[10 empty] | 74.61% | 0.29183
[10 empty] | 74.62% | 0.29183
[10 empty] | 74.62% | 0.29182
[10 empty] | 74.62% | 0.2918
[10 empty] | 74.62% | 0.2918
[10 empty] | 74.63% | 0.29179
[10 empty] | 74.63% | 0.29179
[10 empty] | 74.63% | 0.29179
[10 empty] | 74.64% | 0.29178
[10 empty] | 74.64% | 0.29177
[10 empty] | 74.64% | 0.29176
[10 empty] | 74.64% | 0.29176
[10 empty] | 74.65% | 0.29175
[10 empty] | 74.65% | 0.29174
[10 empty] | 74.65% | 0.29174
[10 empty] | 74.66% | 0.29174
[10 empty] | 74.66% | 0.29173
[10 empty] | 74.66% | 0.29172
[10 empty] | 74.66% | 0.2917
[10 empty] | 74.67% | 0.2917
[10 empty] | 74.67% | 0.2917
[10 empty] | 74.67% | 0.29169
[10 empty] | 74.68% | 0.29169
[10 empty] | 74.68% | 0.29169
[10 empty] | 74.68% | 0.29169
[10 empty] | 74.68% | 0.29168
[10 empty] | 74.69% | 0.29167
[10 empty] | 74.69% | 0.29167
[10 empty] | 74.69% | 0.29167
[10 empty] | 74.7% | 0.29167
[10 empty] | 74.7% | 0.29167
[10 empty] | 74.7% | 0.29165
[10 empty] | 74.7% | 0.29165
[10 empty] | 74.71% | 0.29164
[10 empty] | 74.71% | 0.29163
[10 empty] | 74.71% | 0.29162
[10 empty] | 74.72% | 0.29162
[10 empty] | 74.72% | 0.29162
[10 empty] | 74.72% | 0.2916
[10 empty] | 74.72% | 0.29159
[10 empty] | 74.73% | 0.29159
[10 empty] | 74.73% | 0.29157
[10 empty] | 74.73% | 0.29156
[10 empty] | 74.74% | 0.29155
[10 empty] | 74.74% | 0.29154
[10 empty] | 74.74% | 0.29154
[10 empty] | 74.74% | 0.29153
[10 empty] | 74.75% | 0.29153
[10 empty] | 74.75% | 0.29152
[10 empty] | 74.75% | 0.29151
[10 empty] | 74.76% | 0.2915
[10 empty] | 74.76% | 0.2915
[10 empty] | 74.76% | 0.2915
[10 empty] | 74.76% | 0.2915
[10 empty] | 74.77% | 0.29149
[10 empty] | 74.77% | 0.29149
[10 empty] | 74.77% | 0.29149
[10 empty] | 74.78% | 0.29148
[10 empty] | 74.78% | 0.29148
[10 empty] | 74.78% | 0.29147
[10 empty] | 74.78% | 0.29146
[10 empty] | 74.79% | 0.29144
[10 empty] | 74.79% | 0.29144
[10 empty] | 74.79% | 0.29142
[10 empty] | 74.8% | 0.29142
[10 empty] | 74.8% | 0.2914
[10 empty] | 74.8% | 0.29139
[10 empty] | 74.8% | 0.29139
[10 empty] | 74.81% | 0.29139
[10 empty] | 74.81% | 0.29138
[10 empty] | 74.81% | 0.29138
[10 empty] | 74.82% | 0.29137
[10 empty] | 74.82% | 0.29137
[10 empty] | 74.82% | 0.29137
[10 empty] | 74.82% | 0.29136
[10 empty] | 74.83% | 0.29135
[10 empty] | 74.83% | 0.29135
[10 empty] | 74.83% | 0.29135
[10 empty] | 74.84% | 0.29134
[10 empty] | 74.84% | 0.29132
[10 empty] | 74.84% | 0.29132
[10 empty] | 74.84% | 0.2913
[10 empty] | 74.85% | 0.2913
[10 empty] | 74.85% | 0.29129
[10 empty] | 74.85% | 0.29129
[10 empty] | 74.86% | 0.29129
[10 empty] | 74.86% | 0.29129
[10 empty] | 74.86% | 0.29128
[10 empty] | 74.86% | 0.29127
[10 empty] | 74.87% | 0.29127
[10 empty] | 74.87% | 0.29126
[10 empty] | 74.87% | 0.29124
[10 empty] | 74.88% | 0.29124
[10 empty] | 74.88% | 0.29124
[10 empty] | 74.88% | 0.29123
[10 empty] | 74.88% | 0.29122
[10 empty] | 74.89% | 0.29121
[10 empty] | 74.89% | 0.2912
[10 empty] | 74.89% | 0.29119
[10 empty] | 74.9% | 0.29119
[10 empty] | 74.9% | 0.29119
[10 empty] | 74.9% | 0.29118
[10 empty] | 74.9% | 0.29118
[10 empty] | 74.91% | 0.29117
[10 empty] | 74.91% | 0.29117
[10 empty] | 74.91% | 0.29116
[10 empty] | 74.92% | 0.29115
[10 empty] | 74.92% | 0.29112
[10 empty] | 74.92% | 0.29111
[10 empty] | 74.92% | 0.29111
[10 empty] | 74.93% | 0.29111
[10 empty] | 74.93% | 0.29111
[10 empty] | 74.93% | 0.2911
[10 empty] | 74.94% | 0.2911
[10 empty] | 74.94% | 0.29109
[10 empty] | 74.94% | 0.29108
[10 empty] | 74.94% | 0.29107
[10 empty] | 74.95% | 0.29107
[10 empty] | 74.95% | 0.29106
[10 empty] | 74.95% | 0.29106
[10 empty] | 74.96% | 0.29106
[10 empty] | 74.96% | 0.29105
[10 empty] | 74.96% | 0.29105
[10 empty] | 74.96% | 0.29105
[10 empty] | 74.97% | 0.29104
[10 empty] | 74.97% | 0.29103
[10 empty] | 74.97% | 0.29103
[10 empty] | 74.98% | 0.29102
[10 empty] | 74.98% | 0.29102
[10 empty] | 74.98% | 0.29101
[10 empty] | 74.98% | 0.29099
[10 empty] | 74.99% | 0.29097
[10 empty] | 74.99% | 0.29097
[10 empty] | 74.99% | 0.29097
[10 empty] | 75% | 0.29097
[10 empty] | 75% | 0.29097
[10 empty] | 75% | 0.29096
[10 empty] | 75% | 0.29096
[10 empty] | 75.01% | 0.29096
[10 empty] | 75.01% | 0.29095
[10 empty] | 75.01% | 0.29094
[10 empty] | 75.02% | 0.29093
[10 empty] | 75.02% | 0.29093
[10 empty] | 75.02% | 0.29092
[10 empty] | 75.02% | 0.29092
[10 empty] | 75.03% | 0.29092
[10 empty] | 75.03% | 0.29091
[10 empty] | 75.03% | 0.2909
[10 empty] | 75.04% | 0.2909
[10 empty] | 75.04% | 0.2909
[10 empty] | 75.04% | 0.29089
[10 empty] | 75.04% | 0.29088
[10 empty] | 75.05% | 0.29087
[10 empty] | 75.05% | 0.29087
[10 empty] | 75.05% | 0.29086
[10 empty] | 75.06% | 0.29085
[10 empty] | 75.06% | 0.29085
[10 empty] | 75.06% | 0.29083
[10 empty] | 75.06% | 0.29083
[10 empty] | 75.07% | 0.29083
[10 empty] | 75.07% | 0.29081
[10 empty] | 75.07% | 0.29081
[10 empty] | 75.08% | 0.29081
[10 empty] | 75.08% | 0.29081
[10 empty] | 75.08% | 0.29081
[10 empty] | 75.08% | 0.29081
[10 empty] | 75.09% | 0.2908
[10 empty] | 75.09% | 0.2908
[10 empty] | 75.09% | 0.2908
[10 empty] | 75.1% | 0.29079
[10 empty] | 75.1% | 0.29079
[10 empty] | 75.1% | 0.29079
[10 empty] | 75.1% | 0.29078
[10 empty] | 75.11% | 0.29077
[10 empty] | 75.11% | 0.29077
[10 empty] | 75.11% | 0.29076
[10 empty] | 75.12% | 0.29076
[10 empty] | 75.12% | 0.29076
[10 empty] | 75.12% | 0.29075
[10 empty] | 75.12% | 0.29075
[10 empty] | 75.13% | 0.29075
[10 empty] | 75.13% | 0.29075
[10 empty] | 75.13% | 0.29074
[10 empty] | 75.14% | 0.29073
[10 empty] | 75.14% | 0.29073
[10 empty] | 75.14% | 0.29072
[10 empty] | 75.14% | 0.29069
[10 empty] | 75.15% | 0.29069
[10 empty] | 75.15% | 0.29068
[10 empty] | 75.15% | 0.29068
[10 empty] | 75.16% | 0.29064
[10 empty] | 75.16% | 0.29064
[10 empty] | 75.16% | 0.29064
[10 empty] | 75.16% | 0.29063
[10 empty] | 75.17% | 0.29063
[10 empty] | 75.17% | 0.29062
[10 empty] | 75.17% | 0.29062
[10 empty] | 75.18% | 0.29062
[10 empty] | 75.18% | 0.29061
[10 empty] | 75.18% | 0.29061
[10 empty] | 75.18% | 0.29061
[10 empty] | 75.19% | 0.29058
[10 empty] | 75.19% | 0.29058
[10 empty] | 75.19% | 0.29057
[10 empty] | 75.2% | 0.29056
[10 empty] | 75.2% | 0.29056
[10 empty] | 75.2% | 0.29056
[10 empty] | 75.2% | 0.29055
[10 empty] | 75.21% | 0.29055
[10 empty] | 75.21% | 0.29055
[10 empty] | 75.21% | 0.29054
[10 empty] | 75.22% | 0.29054
[10 empty] | 75.22% | 0.29052
[10 empty] | 75.22% | 0.29052
[10 empty] | 75.22% | 0.29051
[10 empty] | 75.23% | 0.29051
[10 empty] | 75.23% | 0.2905
[10 empty] | 75.23% | 0.2905
[10 empty] | 75.24% | 0.29049
[10 empty] | 75.24% | 0.29049
[10 empty] | 75.24% | 0.29048
[10 empty] | 75.24% | 0.29048
[10 empty] | 75.25% | 0.29046
[10 empty] | 75.25% | 0.29045
[10 empty] | 75.25% | 0.29044
[10 empty] | 75.26% | 0.29044
[10 empty] | 75.26% | 0.29044
[10 empty] | 75.26% | 0.29044
[10 empty] | 75.26% | 0.29043
[10 empty] | 75.27% | 0.29043
[10 empty] | 75.27% | 0.29043
[10 empty] | 75.27% | 0.29042
[10 empty] | 75.28% | 0.29041
[10 empty] | 75.28% | 0.2904
[10 empty] | 75.28% | 0.2904
[10 empty] | 75.28% | 0.29036
[10 empty] | 75.29% | 0.29035
[10 empty] | 75.29% | 0.29035
[10 empty] | 75.29% | 0.29032
[10 empty] | 75.3% | 0.29031
[10 empty] | 75.3% | 0.29031
[10 empty] | 75.3% | 0.2903
[10 empty] | 75.3% | 0.29029
[10 empty] | 75.31% | 0.29027
[10 empty] | 75.31% | 0.29027
[10 empty] | 75.31% | 0.29027
[10 empty] | 75.32% | 0.29026
[10 empty] | 75.32% | 0.29025
[10 empty] | 75.32% | 0.29025
[10 empty] | 75.32% | 0.29024
[10 empty] | 75.33% | 0.29024
[10 empty] | 75.33% | 0.29023
[10 empty] | 75.33% | 0.29023
[10 empty] | 75.34% | 0.29022
[10 empty] | 75.34% | 0.29022
[10 empty] | 75.34% | 0.29021
[10 empty] | 75.34% | 0.29021
[10 empty] | 75.35% | 0.29021
[10 empty] | 75.35% | 0.29021
[10 empty] | 75.35% | 0.2902
[10 empty] | 75.36% | 0.29019
[10 empty] | 75.36% | 0.29019
[10 empty] | 75.36% | 0.29018
[10 empty] | 75.36% | 0.29017
[10 empty] | 75.37% | 0.29016
[10 empty] | 75.37% | 0.29016
[10 empty] | 75.37% | 0.29015
[10 empty] | 75.38% | 0.29015
[10 empty] | 75.38% | 0.29015
[10 empty] | 75.38% | 0.29015
[10 empty] | 75.38% | 0.29013
[10 empty] | 75.39% | 0.29013
[10 empty] | 75.39% | 0.29012
[10 empty] | 75.39% | 0.29012
[10 empty] | 75.4% | 0.29012
[10 empty] | 75.4% | 0.29011
[10 empty] | 75.4% | 0.2901
[10 empty] | 75.4% | 0.2901
[10 empty] | 75.41% | 0.2901
[10 empty] | 75.41% | 0.29009
[10 empty] | 75.41% | 0.29009
[10 empty] | 75.42% | 0.29009
[10 empty] | 75.42% | 0.29008
[10 empty] | 75.42% | 0.29008
[10 empty] | 75.42% | 0.29007
[10 empty] | 75.43% | 0.29007
[10 empty] | 75.43% | 0.29006
[10 empty] | 75.43% | 0.29006
[10 empty] | 75.44% | 0.29005
[10 empty] | 75.44% | 0.29005
[10 empty] | 75.44% | 0.29004
[10 empty] | 75.44% | 0.29004
[10 empty] | 75.45% | 0.29003
[10 empty] | 75.45% | 0.29002
[10 empty] | 75.45% | 0.29002
[10 empty] | 75.46% | 0.29002
[10 empty] | 75.46% | 0.29001
[10 empty] | 75.46% | 0.29
[10 empty] | 75.46% | 0.29
[10 empty] | 75.47% | 0.28999
[10 empty] | 75.47% | 0.28999
[10 empty] | 75.47% | 0.28998
[10 empty] | 75.48% | 0.28998
[10 empty] | 75.48% | 0.28997
[10 empty] | 75.48% | 0.28997
[10 empty] | 75.48% | 0.28997
[10 empty] | 75.49% | 0.28997
[10 empty] | 75.49% | 0.28996
[10 empty] | 75.49% | 0.28996
[10 empty] | 75.5% | 0.28996
[10 empty] | 75.5% | 0.28995
[10 empty] | 75.5% | 0.28995
[10 empty] | 75.5% | 0.28995
[10 empty] | 75.51% | 0.28993
[10 empty] | 75.51% | 0.28993
[10 empty] | 75.51% | 0.28992
[10 empty] | 75.52% | 0.28992
[10 empty] | 75.52% | 0.28992
[10 empty] | 75.52% | 0.28991
[10 empty] | 75.52% | 0.28991
[10 empty] | 75.53% | 0.2899
[10 empty] | 75.53% | 0.28989
[10 empty] | 75.53% | 0.28989
[10 empty] | 75.54% | 0.28989
[10 empty] | 75.54% | 0.28987
[10 empty] | 75.54% | 0.28987
[10 empty] | 75.54% | 0.28986
[10 empty] | 75.55% | 0.28986
[10 empty] | 75.55% | 0.28986
[10 empty] | 75.55% | 0.28984
[10 empty] | 75.56% | 0.28982
[10 empty] | 75.56% | 0.28982
[10 empty] | 75.56% | 0.28982
[10 empty] | 75.56% | 0.28981
[10 empty] | 75.57% | 0.28981
[10 empty] | 75.57% | 0.2898
[10 empty] | 75.57% | 0.2898
[10 empty] | 75.58% | 0.2898
[10 empty] | 75.58% | 0.2898
[10 empty] | 75.58% | 0.28979
[10 empty] | 75.58% | 0.28979
[10 empty] | 75.59% | 0.28978
[10 empty] | 75.59% | 0.28977
[10 empty] | 75.59% | 0.28977
[10 empty] | 75.6% | 0.28977
[10 empty] | 75.6% | 0.28976
[10 empty] | 75.6% | 0.28976
[10 empty] | 75.6% | 0.28976
[10 empty] | 75.61% | 0.28975
[10 empty] | 75.61% | 0.28975
[10 empty] | 75.61% | 0.28975
[10 empty] | 75.61% | 0.28975
[10 empty] | 75.62% | 0.28972
[10 empty] | 75.62% | 0.28972
[10 empty] | 75.62% | 0.28971
[10 empty] | 75.63% | 0.28971
[10 empty] | 75.63% | 0.28971
[10 empty] | 75.63% | 0.28971
[10 empty] | 75.63% | 0.2897
[10 empty] | 75.64% | 0.2897
[10 empty] | 75.64% | 0.2897
[10 empty] | 75.64% | 0.28969
[10 empty] | 75.65% | 0.28969
[10 empty] | 75.65% | 0.28969
[10 empty] | 75.65% | 0.28969
[10 empty] | 75.65% | 0.28969
[10 empty] | 75.66% | 0.28969
[10 empty] | 75.66% | 0.28969
[10 empty] | 75.66% | 0.28967
[10 empty] | 75.67% | 0.28966
[10 empty] | 75.67% | 0.28964
[10 empty] | 75.67% | 0.28964
[10 empty] | 75.67% | 0.28962
[10 empty] | 75.68% | 0.28962
[10 empty] | 75.68% | 0.28962
[10 empty] | 75.68% | 0.28962
[10 empty] | 75.69% | 0.2896
[10 empty] | 75.69% | 0.28958
[10 empty] | 75.69% | 0.28957
[10 empty] | 75.69% | 0.28956
[10 empty] | 75.7% | 0.28956
[10 empty] | 75.7% | 0.28954
[10 empty] | 75.7% | 0.28953
[10 empty] | 75.71% | 0.28953
[10 empty] | 75.71% | 0.28952
[10 empty] | 75.71% | 0.28951
[10 empty] | 75.71% | 0.28951
[10 empty] | 75.72% | 0.2895
[10 empty] | 75.72% | 0.2895
[10 empty] | 75.72% | 0.28948
[10 empty] | 75.73% | 0.28948
[10 empty] | 75.73% | 0.28946
[10 empty] | 75.73% | 0.28946
[10 empty] | 75.73% | 0.28946
[10 empty] | 75.74% | 0.28946
[10 empty] | 75.74% | 0.28944
[10 empty] | 75.74% | 0.28944
[10 empty] | 75.75% | 0.28944
[10 empty] | 75.75% | 0.28942
[10 empty] | 75.75% | 0.28942
[10 empty] | 75.75% | 0.28942
[10 empty] | 75.76% | 0.28942
[10 empty] | 75.76% | 0.28941
[10 empty] | 75.76% | 0.2894
[10 empty] | 75.77% | 0.2894
[10 empty] | 75.77% | 0.28939
[10 empty] | 75.77% | 0.28936
[10 empty] | 75.77% | 0.28936
[10 empty] | 75.78% | 0.28935
[10 empty] | 75.78% | 0.28934
[10 empty] | 75.78% | 0.28934
[10 empty] | 75.79% | 0.28933
[10 empty] | 75.79% | 0.28933
[10 empty] | 75.79% | 0.28932
[10 empty] | 75.79% | 0.28932
[10 empty] | 75.8% | 0.28931
[10 empty] | 75.8% | 0.2893
[10 empty] | 75.8% | 0.2893
[10 empty] | 75.81% | 0.2893
[10 empty] | 75.81% | 0.28929
[10 empty] | 75.81% | 0.28929
[10 empty] | 75.81% | 0.28927
[10 empty] | 75.82% | 0.28927
[10 empty] | 75.82% | 0.28926
[10 empty] | 75.82% | 0.28926
[10 empty] | 75.83% | 0.28926
[10 empty] | 75.83% | 0.28925
[10 empty] | 75.83% | 0.28925
[10 empty] | 75.83% | 0.28924
[10 empty] | 75.84% | 0.28923
[10 empty] | 75.84% | 0.28923
[10 empty] | 75.84% | 0.28923
[10 empty] | 75.85% | 0.28923
[10 empty] | 75.85% | 0.28921
[10 empty] | 75.85% | 0.28921
[10 empty] | 75.85% | 0.28921
[10 empty] | 75.86% | 0.2892
[10 empty] | 75.86% | 0.28919
[10 empty] | 75.86% | 0.28919
[10 empty] | 75.87% | 0.28919
[10 empty] | 75.87% | 0.28918
[10 empty] | 75.87% | 0.28918
[10 empty] | 75.87% | 0.28917
[10 empty] | 75.88% | 0.28917
[10 empty] | 75.88% | 0.28916
[10 empty] | 75.88% | 0.28915
[10 empty] | 75.89% | 0.28914
[10 empty] | 75.89% | 0.28914
[10 empty] | 75.89% | 0.28913
[10 empty] | 75.89% | 0.28913
[10 empty] | 75.9% | 0.28913
[10 empty] | 75.9% | 0.28913
[10 empty] | 75.9% | 0.28912
[10 empty] | 75.91% | 0.28912
[10 empty] | 75.91% | 0.28912
[10 empty] | 75.91% | 0.28912
[10 empty] | 75.91% | 0.28911
[10 empty] | 75.92% | 0.2891
[10 empty] | 75.92% | 0.28909
[10 empty] | 75.92% | 0.28908
[10 empty] | 75.93% | 0.28908
[10 empty] | 75.93% | 0.28907
[10 empty] | 75.93% | 0.28907
[10 empty] | 75.93% | 0.28907
[10 empty] | 75.94% | 0.28906
[10 empty] | 75.94% | 0.28905
[10 empty] | 75.94% | 0.28905
[10 empty] | 75.95% | 0.28904
[10 empty] | 75.95% | 0.28904
[10 empty] | 75.95% | 0.28904
[10 empty] | 75.95% | 0.28903
[10 empty] | 75.96% | 0.28902
[10 empty] | 75.96% | 0.289
[10 empty] | 75.96% | 0.289
[10 empty] | 75.97% | 0.28899
[10 empty] | 75.97% | 0.28899
[10 empty] | 75.97% | 0.28898
[10 empty] | 75.97% | 0.28897
[10 empty] | 75.98% | 0.28897
[10 empty] | 75.98% | 0.28897
[10 empty] | 75.98% | 0.28897
[10 empty] | 75.99% | 0.28897
[10 empty] | 75.99% | 0.28895
[10 empty] | 75.99% | 0.28895
[10 empty] | 75.99% | 0.28894
[10 empty] | 76% | 0.28894
[10 empty] | 76% | 0.28893
[10 empty] | 76% | 0.28891
[10 empty] | 76.01% | 0.2889
[10 empty] | 76.01% | 0.2889
[10 empty] | 76.01% | 0.28888
[10 empty] | 76.01% | 0.28887
[10 empty] | 76.02% | 0.28885
[10 empty] | 76.02% | 0.28884
[10 empty] | 76.02% | 0.28884
[10 empty] | 76.03% | 0.28883
[10 empty] | 76.03% | 0.28883
[10 empty] | 76.03% | 0.28882
[10 empty] | 76.03% | 0.28882
[10 empty] | 76.04% | 0.28881
[10 empty] | 76.04% | 0.2888
[10 empty] | 76.04% | 0.2888
[10 empty] | 76.05% | 0.28878
[10 empty] | 76.05% | 0.28877
[10 empty] | 76.05% | 0.28877
[10 empty] | 76.05% | 0.28877
[10 empty] | 76.06% | 0.28877
[10 empty] | 76.06% | 0.28876
[10 empty] | 76.06% | 0.28875
[10 empty] | 76.07% | 0.28875
[10 empty] | 76.07% | 0.28875
[10 empty] | 76.07% | 0.28874
[10 empty] | 76.07% | 0.28873
[10 empty] | 76.08% | 0.28873
[10 empty] | 76.08% | 0.28873
[10 empty] | 76.08% | 0.28872
[10 empty] | 76.09% | 0.28871
[10 empty] | 76.09% | 0.2887
[10 empty] | 76.09% | 0.2887
[10 empty] | 76.09% | 0.2887
[10 empty] | 76.1% | 0.2887
[10 empty] | 76.1% | 0.28868
[10 empty] | 76.1% | 0.28868
[10 empty] | 76.11% | 0.28868
[10 empty] | 76.11% | 0.28867
[10 empty] | 76.11% | 0.28867
[10 empty] | 76.11% | 0.28866
[10 empty] | 76.12% | 0.28865
[10 empty] | 76.12% | 0.28865
[10 empty] | 76.12% | 0.28865
[10 empty] | 76.13% | 0.28865
[10 empty] | 76.13% | 0.28864
[10 empty] | 76.13% | 0.28862
[10 empty] | 76.13% | 0.28862
[10 empty] | 76.14% | 0.2886
[10 empty] | 76.14% | 0.28859
[10 empty] | 76.14% | 0.28859
[10 empty] | 76.15% | 0.28859
[10 empty] | 76.15% | 0.28858
[10 empty] | 76.15% | 0.28855
[10 empty] | 76.15% | 0.28855
[10 empty] | 76.16% | 0.28855
[10 empty] | 76.16% | 0.28854
[10 empty] | 76.16% | 0.28854
[10 empty] | 76.17% | 0.28854
[10 empty] | 76.17% | 0.28854
[10 empty] | 76.17% | 0.28854
[10 empty] | 76.17% | 0.28852
[10 empty] | 76.18% | 0.28852
[10 empty] | 76.18% | 0.28851
[10 empty] | 76.18% | 0.28851
[10 empty] | 76.19% | 0.28851
[10 empty] | 76.19% | 0.2885
[10 empty] | 76.19% | 0.28849
[10 empty] | 76.19% | 0.28849
[10 empty] | 76.2% | 0.28848
[10 empty] | 76.2% | 0.28847
[10 empty] | 76.2% | 0.28847
[10 empty] | 76.21% | 0.28847
[10 empty] | 76.21% | 0.28847
[10 empty] | 76.21% | 0.28846
[10 empty] | 76.21% | 0.28846
[10 empty] | 76.22% | 0.28846
[10 empty] | 76.22% | 0.28846
[10 empty] | 76.22% | 0.28842
[10 empty] | 76.23% | 0.28842
[10 empty] | 76.23% | 0.28842
[10 empty] | 76.23% | 0.28841
[10 empty] | 76.23% | 0.28841
[10 empty] | 76.24% | 0.2884
[10 empty] | 76.24% | 0.28839
[10 empty] | 76.24% | 0.28838
[10 empty] | 76.25% | 0.28838
[10 empty] | 76.25% | 0.28838
[10 empty] | 76.25% | 0.28838
[10 empty] | 76.25% | 0.28837
[10 empty] | 76.26% | 0.28836
[10 empty] | 76.26% | 0.28836
[10 empty] | 76.26% | 0.28836
[10 empty] | 76.27% | 0.28836
[10 empty] | 76.27% | 0.28836
[10 empty] | 76.27% | 0.28834
[10 empty] | 76.27% | 0.28833
[10 empty] | 76.28% | 0.28832
[10 empty] | 76.28% | 0.28831
[10 empty] | 76.28% | 0.28831
[10 empty] | 76.29% | 0.2883
[10 empty] | 76.29% | 0.2883
[10 empty] | 76.29% | 0.28829
[10 empty] | 76.29% | 0.28829
[10 empty] | 76.3% | 0.28828
[10 empty] | 76.3% | 0.28828
[10 empty] | 76.3% | 0.28827
[10 empty] | 76.31% | 0.28826
[10 empty] | 76.31% | 0.28825
[10 empty] | 76.31% | 0.28825
[10 empty] | 76.31% | 0.28825
[10 empty] | 76.32% | 0.28825
[10 empty] | 76.32% | 0.28823
[10 empty] | 76.32% | 0.28823
[10 empty] | 76.33% | 0.28823
[10 empty] | 76.33% | 0.28823
[10 empty] | 76.33% | 0.28823
[10 empty] | 76.33% | 0.28822
[10 empty] | 76.34% | 0.2882
[10 empty] | 76.34% | 0.28819
[10 empty] | 76.34% | 0.28818
[10 empty] | 76.35% | 0.28817
[10 empty] | 76.35% | 0.28815
[10 empty] | 76.35% | 0.28815
[10 empty] | 76.35% | 0.28815
[10 empty] | 76.36% | 0.28812
[10 empty] | 76.36% | 0.28812
[10 empty] | 76.36% | 0.28812
[10 empty] | 76.37% | 0.2881
[10 empty] | 76.37% | 0.28809
[10 empty] | 76.37% | 0.28808
[10 empty] | 76.37% | 0.28807
[10 empty] | 76.38% | 0.28807
[10 empty] | 76.38% | 0.28806
[10 empty] | 76.38% | 0.28804
[10 empty] | 76.39% | 0.28804
[10 empty] | 76.39% | 0.28803
[10 empty] | 76.39% | 0.28803
[10 empty] | 76.39% | 0.28803
[10 empty] | 76.4% | 0.28803
[10 empty] | 76.4% | 0.28802
[10 empty] | 76.4% | 0.28802
[10 empty] | 76.41% | 0.28801
[10 empty] | 76.41% | 0.288
[10 empty] | 76.41% | 0.288
[10 empty] | 76.41% | 0.28799
[10 empty] | 76.42% | 0.28799
[10 empty] | 76.42% | 0.28798
[10 empty] | 76.42% | 0.28797
[10 empty] | 76.43% | 0.28796
[10 empty] | 76.43% | 0.28795
[10 empty] | 76.43% | 0.28795
[10 empty] | 76.43% | 0.28793
[10 empty] | 76.44% | 0.28793
[10 empty] | 76.44% | 0.2879
[10 empty] | 76.44% | 0.2879
[10 empty] | 76.45% | 0.28788
[10 empty] | 76.45% | 0.28787
[10 empty] | 76.45% | 0.28787
[10 empty] | 76.45% | 0.28786
[10 empty] | 76.46% | 0.28785
[10 empty] | 76.46% | 0.28784
[10 empty] | 76.46% | 0.28784
[10 empty] | 76.47% | 0.28784
[10 empty] | 76.47% | 0.28784
[10 empty] | 76.47% | 0.28782
[10 empty] | 76.47% | 0.28782
[10 empty] | 76.48% | 0.28782
[10 empty] | 76.48% | 0.28781
[10 empty] | 76.48% | 0.28781
[10 empty] | 76.49% | 0.28781
[10 empty] | 76.49% | 0.2878
[10 empty] | 76.49% | 0.2878
[10 empty] | 76.49% | 0.2878
[10 empty] | 76.5% | 0.28779
[10 empty] | 76.5% | 0.28778
[10 empty] | 76.5% | 0.28778
[10 empty] | 76.51% | 0.28778
[10 empty] | 76.51% | 0.28776
[10 empty] | 76.51% | 0.28776
[10 empty] | 76.51% | 0.28776
[10 empty] | 76.52% | 0.28775
[10 empty] | 76.52% | 0.28775
[10 empty] | 76.52% | 0.28775
[10 empty] | 76.53% | 0.28775
[10 empty] | 76.53% | 0.28774
[10 empty] | 76.53% | 0.28773
[10 empty] | 76.53% | 0.28773
[10 empty] | 76.54% | 0.28773
[10 empty] | 76.54% | 0.28771
[10 empty] | 76.54% | 0.28769
[10 empty] | 76.55% | 0.28769
[10 empty] | 76.55% | 0.28769
[10 empty] | 76.55% | 0.28769
[10 empty] | 76.55% | 0.28769
[10 empty] | 76.56% | 0.28768
[10 empty] | 76.56% | 0.28767
[10 empty] | 76.56% | 0.28767
[10 empty] | 76.57% | 0.28766
[10 empty] | 76.57% | 0.28765
[10 empty] | 76.57% | 0.28763
[10 empty] | 76.57% | 0.28763
[10 empty] | 76.58% | 0.28762
[10 empty] | 76.58% | 0.28762
[10 empty] | 76.58% | 0.2876
[10 empty] | 76.59% | 0.2876
[10 empty] | 76.59% | 0.28759
[10 empty] | 76.59% | 0.28759
[10 empty] | 76.59% | 0.28758
[10 empty] | 76.6% | 0.28758
[10 empty] | 76.6% | 0.28757
[10 empty] | 76.6% | 0.28757
[10 empty] | 76.61% | 0.28756
[10 empty] | 76.61% | 0.28756
[10 empty] | 76.61% | 0.28755
[10 empty] | 76.61% | 0.28754
[10 empty] | 76.62% | 0.28754
[10 empty] | 76.62% | 0.28754
[10 empty] | 76.62% | 0.28752
[10 empty] | 76.63% | 0.28751
[10 empty] | 76.63% | 0.28751
[10 empty] | 76.63% | 0.2875
[10 empty] | 76.63% | 0.28749
[10 empty] | 76.64% | 0.28748
[10 empty] | 76.64% | 0.28748
[10 empty] | 76.64% | 0.28747
[10 empty] | 76.65% | 0.28746
[10 empty] | 76.65% | 0.28745
[10 empty] | 76.65% | 0.28745
[10 empty] | 76.65% | 0.28745
[10 empty] | 76.66% | 0.28745
[10 empty] | 76.66% | 0.28743
[10 empty] | 76.66% | 0.28743
[10 empty] | 76.67% | 0.2874
[10 empty] | 76.67% | 0.28739
[10 empty] | 76.67% | 0.28739
[10 empty] | 76.67% | 0.28738
[10 empty] | 76.68% | 0.28736
[10 empty] | 76.68% | 0.28736
[10 empty] | 76.68% | 0.28735
[10 empty] | 76.69% | 0.28734
[10 empty] | 76.69% | 0.28733
[10 empty] | 76.69% | 0.28733
[10 empty] | 76.69% | 0.28733
[10 empty] | 76.7% | 0.28733
[10 empty] | 76.7% | 0.28731
[10 empty] | 76.7% | 0.2873
[10 empty] | 76.71% | 0.28729
[10 empty] | 76.71% | 0.28728
[10 empty] | 76.71% | 0.28728
[10 empty] | 76.71% | 0.28728
[10 empty] | 76.72% | 0.28728
[10 empty] | 76.72% | 0.28728
[10 empty] | 76.72% | 0.28726
[10 empty] | 76.73% | 0.28726
[10 empty] | 76.73% | 0.28725
[10 empty] | 76.73% | 0.28724
[10 empty] | 76.73% | 0.28724
[10 empty] | 76.74% | 0.28724
[10 empty] | 76.74% | 0.28723
[10 empty] | 76.74% | 0.28722
[10 empty] | 76.75% | 0.28721
[10 empty] | 76.75% | 0.28721
[10 empty] | 76.75% | 0.28721
[10 empty] | 76.75% | 0.28721
[10 empty] | 76.76% | 0.2872
[10 empty] | 76.76% | 0.2872
[10 empty] | 76.76% | 0.2872
[10 empty] | 76.77% | 0.28719
[10 empty] | 76.77% | 0.28717
[10 empty] | 76.77% | 0.28717
[10 empty] | 76.77% | 0.28717
[10 empty] | 76.78% | 0.28714
[10 empty] | 76.78% | 0.28713
[10 empty] | 76.78% | 0.28712
[10 empty] | 76.79% | 0.28711
[10 empty] | 76.79% | 0.28711
[10 empty] | 76.79% | 0.28711
[10 empty] | 76.79% | 0.28711
[10 empty] | 76.8% | 0.28711
[10 empty] | 76.8% | 0.2871
[10 empty] | 76.8% | 0.2871
[10 empty] | 76.8% | 0.28709
[10 empty] | 76.81% | 0.28707
[10 empty] | 76.81% | 0.28706
[10 empty] | 76.81% | 0.28705
[10 empty] | 76.82% | 0.28703
[10 empty] | 76.82% | 0.28703
[10 empty] | 76.82% | 0.28702
[10 empty] | 76.82% | 0.28702
[10 empty] | 76.83% | 0.28701
[10 empty] | 76.83% | 0.28698
[10 empty] | 76.83% | 0.28698
[10 empty] | 76.84% | 0.28698
[10 empty] | 76.84% | 0.28697
[10 empty] | 76.84% | 0.28697
[10 empty] | 76.84% | 0.28696
[10 empty] | 76.85% | 0.28695
[10 empty] | 76.85% | 0.28695
[10 empty] | 76.85% | 0.28695
[10 empty] | 76.86% | 0.28694
[10 empty] | 76.86% | 0.28693
[10 empty] | 76.86% | 0.28692
[10 empty] | 76.86% | 0.28692
[10 empty] | 76.87% | 0.28691
[10 empty] | 76.87% | 0.2869
[10 empty] | 76.87% | 0.2869
[10 empty] | 76.88% | 0.28687
[10 empty] | 76.88% | 0.28687
[10 empty] | 76.88% | 0.28687
[10 empty] | 76.88% | 0.28686
[10 empty] | 76.89% | 0.28686
[10 empty] | 76.89% | 0.28685
[10 empty] | 76.89% | 0.28685
[10 empty] | 76.9% | 0.28685
[10 empty] | 76.9% | 0.28684
[10 empty] | 76.9% | 0.28684
[10 empty] | 76.9% | 0.28684
[10 empty] | 76.91% | 0.28683
[10 empty] | 76.91% | 0.28683
[10 empty] | 76.91% | 0.28683
[10 empty] | 76.92% | 0.28682
[10 empty] | 76.92% | 0.28682
[10 empty] | 76.92% | 0.28682
[10 empty] | 76.92% | 0.28681
[10 empty] | 76.93% | 0.2868
[10 empty] | 76.93% | 0.28679
[10 empty] | 76.93% | 0.28678
[10 empty] | 76.94% | 0.28677
[10 empty] | 76.94% | 0.28677
[10 empty] | 76.94% | 0.28676
[10 empty] | 76.94% | 0.28674
[10 empty] | 76.95% | 0.28674
[10 empty] | 76.95% | 0.28674
[10 empty] | 76.95% | 0.28673
[10 empty] | 76.96% | 0.28672
[10 empty] | 76.96% | 0.28672
[10 empty] | 76.96% | 0.28671
[10 empty] | 76.96% | 0.2867
[10 empty] | 76.97% | 0.28669
[10 empty] | 76.97% | 0.28666
[10 empty] | 76.97% | 0.28665
[10 empty] | 76.98% | 0.28665
[10 empty] | 76.98% | 0.28663
[10 empty] | 76.98% | 0.28663
[10 empty] | 76.98% | 0.28663
[10 empty] | 76.99% | 0.28663
[10 empty] | 76.99% | 0.2866
[10 empty] | 76.99% | 0.28659
[10 empty] | 77% | 0.28658
[10 empty] | 77% | 0.28658
[10 empty] | 77% | 0.28657
[10 empty] | 77% | 0.28656
[10 empty] | 77.01% | 0.28655
[10 empty] | 77.01% | 0.28654
[10 empty] | 77.01% | 0.28652
[10 empty] | 77.02% | 0.2865
[10 empty] | 77.02% | 0.2865
[10 empty] | 77.02% | 0.2865
[10 empty] | 77.02% | 0.28649
[10 empty] | 77.03% | 0.28649
[10 empty] | 77.03% | 0.28647
[10 empty] | 77.03% | 0.28645
[10 empty] | 77.04% | 0.28645
[10 empty] | 77.04% | 0.28645
[10 empty] | 77.04% | 0.28645
[10 empty] | 77.04% | 0.28644
[10 empty] | 77.05% | 0.28644
[10 empty] | 77.05% | 0.28643
[10 empty] | 77.05% | 0.28643
[10 empty] | 77.06% | 0.28643
[10 empty] | 77.06% | 0.28643
[10 empty] | 77.06% | 0.28643
[10 empty] | 77.06% | 0.28642
[10 empty] | 77.07% | 0.28642
[10 empty] | 77.07% | 0.28642
[10 empty] | 77.07% | 0.28642
[10 empty] | 77.08% | 0.28641
[10 empty] | 77.08% | 0.28641
[10 empty] | 77.08% | 0.2864
[10 empty] | 77.08% | 0.2864
[10 empty] | 77.09% | 0.2864
[10 empty] | 77.09% | 0.2864
[10 empty] | 77.09% | 0.2864
[10 empty] | 77.1% | 0.28638
[10 empty] | 77.1% | 0.28638
[10 empty] | 77.1% | 0.28638
[10 empty] | 77.1% | 0.28637
[10 empty] | 77.11% | 0.28636
[10 empty] | 77.11% | 0.28635
[10 empty] | 77.11% | 0.28635
[10 empty] | 77.12% | 0.28635
[10 empty] | 77.12% | 0.28634
[10 empty] | 77.12% | 0.28634
[10 empty] | 77.12% | 0.28634
[10 empty] | 77.13% | 0.28634
[10 empty] | 77.13% | 0.28633
[10 empty] | 77.13% | 0.28633
[10 empty] | 77.14% | 0.28633
[10 empty] | 77.14% | 0.28631
[10 empty] | 77.14% | 0.2863
[10 empty] | 77.14% | 0.2863
[10 empty] | 77.15% | 0.2863
[10 empty] | 77.15% | 0.28629
[10 empty] | 77.15% | 0.28629
[10 empty] | 77.16% | 0.28629
[10 empty] | 77.16% | 0.28629
[10 empty] | 77.16% | 0.28628
[10 empty] | 77.16% | 0.28628
[10 empty] | 77.17% | 0.28627
[10 empty] | 77.17% | 0.28627
[10 empty] | 77.17% | 0.28626
[10 empty] | 77.18% | 0.28622
[10 empty] | 77.18% | 0.28621
[10 empty] | 77.18% | 0.28618
[10 empty] | 77.18% | 0.28618
[10 empty] | 77.19% | 0.28618
[10 empty] | 77.19% | 0.28618
[10 empty] | 77.19% | 0.28617
[10 empty] | 77.2% | 0.28617
[10 empty] | 77.2% | 0.28615
[10 empty] | 77.2% | 0.28615
[10 empty] | 77.2% | 0.28614
[10 empty] | 77.21% | 0.28613
[10 empty] | 77.21% | 0.28612
[10 empty] | 77.21% | 0.28611
[10 empty] | 77.22% | 0.28611
[10 empty] | 77.22% | 0.28609
[10 empty] | 77.22% | 0.28609
[10 empty] | 77.22% | 0.28606
[10 empty] | 77.23% | 0.28605
[10 empty] | 77.23% | 0.28605
[10 empty] | 77.23% | 0.28605
[10 empty] | 77.24% | 0.28604
[10 empty] | 77.24% | 0.28604
[10 empty] | 77.24% | 0.28604
[10 empty] | 77.24% | 0.28603
[10 empty] | 77.25% | 0.28603
[10 empty] | 77.25% | 0.28603
[10 empty] | 77.25% | 0.28603
[10 empty] | 77.26% | 0.28602
[10 empty] | 77.26% | 0.286
[10 empty] | 77.26% | 0.286
[10 empty] | 77.26% | 0.286
[10 empty] | 77.27% | 0.28599
[10 empty] | 77.27% | 0.28599
[10 empty] | 77.27% | 0.28598
[10 empty] | 77.28% | 0.28598
[10 empty] | 77.28% | 0.28597
[10 empty] | 77.28% | 0.28597
[10 empty] | 77.28% | 0.28597
[10 empty] | 77.29% | 0.28596
[10 empty] | 77.29% | 0.28596
[10 empty] | 77.29% | 0.28595
[10 empty] | 77.3% | 0.28595
[10 empty] | 77.3% | 0.28594
[10 empty] | 77.3% | 0.28594
[10 empty] | 77.3% | 0.28594
[10 empty] | 77.31% | 0.28594
[10 empty] | 77.31% | 0.28593
[10 empty] | 77.31% | 0.28592
[10 empty] | 77.32% | 0.28592
[10 empty] | 77.32% | 0.28591
[10 empty] | 77.32% | 0.28591
[10 empty] | 77.32% | 0.28591
[10 empty] | 77.33% | 0.2859
[10 empty] | 77.33% | 0.28589
[10 empty] | 77.33% | 0.28588
[10 empty] | 77.34% | 0.28588
[10 empty] | 77.34% | 0.28587
[10 empty] | 77.34% | 0.28587
[10 empty] | 77.34% | 0.28586
[10 empty] | 77.35% | 0.28584
[10 empty] | 77.35% | 0.28584
[10 empty] | 77.35% | 0.28583
[10 empty] | 77.36% | 0.28582
[10 empty] | 77.36% | 0.28581
[10 empty] | 77.36% | 0.28581
[10 empty] | 77.36% | 0.28579
[10 empty] | 77.37% | 0.28579
[10 empty] | 77.37% | 0.28579
[10 empty] | 77.37% | 0.28579
[10 empty] | 77.38% | 0.28577
[10 empty] | 77.38% | 0.28576
[10 empty] | 77.38% | 0.28576
[10 empty] | 77.38% | 0.28576
[10 empty] | 77.39% | 0.28575
[10 empty] | 77.39% | 0.28572
[10 empty] | 77.39% | 0.28571
[10 empty] | 77.4% | 0.28571
[10 empty] | 77.4% | 0.28569
[10 empty] | 77.4% | 0.28569
[10 empty] | 77.4% | 0.28569
[10 empty] | 77.41% | 0.28568
[10 empty] | 77.41% | 0.28568
[10 empty] | 77.41% | 0.28568
[10 empty] | 77.42% | 0.28567
[10 empty] | 77.42% | 0.28565
[10 empty] | 77.42% | 0.28565
[10 empty] | 77.42% | 0.28564
[10 empty] | 77.43% | 0.2856
[10 empty] | 77.43% | 0.2856
[10 empty] | 77.43% | 0.2856
[10 empty] | 77.44% | 0.2856
[10 empty] | 77.44% | 0.28559
[10 empty] | 77.44% | 0.28559
[10 empty] | 77.44% | 0.28558
[10 empty] | 77.45% | 0.28558
[10 empty] | 77.45% | 0.28557
[10 empty] | 77.45% | 0.28557
[10 empty] | 77.46% | 0.28556
[10 empty] | 77.46% | 0.28556
[10 empty] | 77.46% | 0.28556
[10 empty] | 77.46% | 0.28556
[10 empty] | 77.47% | 0.28555
[10 empty] | 77.47% | 0.28555
[10 empty] | 77.47% | 0.28555
[10 empty] | 77.48% | 0.28555
[10 empty] | 77.48% | 0.28554
[10 empty] | 77.48% | 0.28554
[10 empty] | 77.48% | 0.28554
[10 empty] | 77.49% | 0.28554
[10 empty] | 77.49% | 0.28553
[10 empty] | 77.49% | 0.28552
[10 empty] | 77.5% | 0.28552
[10 empty] | 77.5% | 0.28551
[10 empty] | 77.5% | 0.28551
[10 empty] | 77.5% | 0.2855
[10 empty] | 77.51% | 0.2855
[10 empty] | 77.51% | 0.28548
[10 empty] | 77.51% | 0.28548
[10 empty] | 77.52% | 0.28547
[10 empty] | 77.52% | 0.28546
[10 empty] | 77.52% | 0.28545
[10 empty] | 77.52% | 0.28545
[10 empty] | 77.53% | 0.28544
[10 empty] | 77.53% | 0.28544
[10 empty] | 77.53% | 0.28543
[10 empty] | 77.54% | 0.28543
[10 empty] | 77.54% | 0.28542
[10 empty] | 77.54% | 0.28541
[10 empty] | 77.54% | 0.28541
[10 empty] | 77.55% | 0.28541
[10 empty] | 77.55% | 0.28541
[10 empty] | 77.55% | 0.2854
[10 empty] | 77.56% | 0.28539
[10 empty] | 77.56% | 0.28539
[10 empty] | 77.56% | 0.28538
[10 empty] | 77.56% | 0.28537
[10 empty] | 77.57% | 0.28537
[10 empty] | 77.57% | 0.28537
[10 empty] | 77.57% | 0.28536
[10 empty] | 77.58% | 0.28535
[10 empty] | 77.58% | 0.28535
[10 empty] | 77.58% | 0.28534
[10 empty] | 77.58% | 0.28534
[10 empty] | 77.59% | 0.28532
[10 empty] | 77.59% | 0.28532
[10 empty] | 77.59% | 0.28531
[10 empty] | 77.6% | 0.28531
[10 empty] | 77.6% | 0.28531
[10 empty] | 77.6% | 0.28531
[10 empty] | 77.6% | 0.28531
[10 empty] | 77.61% | 0.2853
[10 empty] | 77.61% | 0.2853
[10 empty] | 77.61% | 0.28529
[10 empty] | 77.62% | 0.28528
[10 empty] | 77.62% | 0.28528
[10 empty] | 77.62% | 0.28527
[10 empty] | 77.62% | 0.28527
[10 empty] | 77.63% | 0.28526
[10 empty] | 77.63% | 0.28526
[10 empty] | 77.63% | 0.28526
[10 empty] | 77.64% | 0.28524
[10 empty] | 77.64% | 0.28524
[10 empty] | 77.64% | 0.28523
[10 empty] | 77.64% | 0.28523
[10 empty] | 77.65% | 0.28522
[10 empty] | 77.65% | 0.28521
[10 empty] | 77.65% | 0.28521
[10 empty] | 77.66% | 0.28521
[10 empty] | 77.66% | 0.2852
[10 empty] | 77.66% | 0.28519
[10 empty] | 77.66% | 0.28519
[10 empty] | 77.67% | 0.28518
[10 empty] | 77.67% | 0.28518
[10 empty] | 77.67% | 0.28518
[10 empty] | 77.68% | 0.28517
[10 empty] | 77.68% | 0.28517
[10 empty] | 77.68% | 0.28515
[10 empty] | 77.68% | 0.28515
[10 empty] | 77.69% | 0.28515
[10 empty] | 77.69% | 0.28514
[10 empty] | 77.69% | 0.28514
[10 empty] | 77.7% | 0.28513
[10 empty] | 77.7% | 0.28512
[10 empty] | 77.7% | 0.28511
[10 empty] | 77.7% | 0.28511
[10 empty] | 77.71% | 0.28511
[10 empty] | 77.71% | 0.2851
[10 empty] | 77.71% | 0.2851
[10 empty] | 77.72% | 0.2851
[10 empty] | 77.72% | 0.2851
[10 empty] | 77.72% | 0.28509
[10 empty] | 77.72% | 0.28509
[10 empty] | 77.73% | 0.28508
[10 empty] | 77.73% | 0.28508
[10 empty] | 77.73% | 0.28507
[10 empty] | 77.74% | 0.28507
[10 empty] | 77.74% | 0.28506
[10 empty] | 77.74% | 0.28506
[10 empty] | 77.74% | 0.28506
[10 empty] | 77.75% | 0.28506
[10 empty] | 77.75% | 0.28505
[10 empty] | 77.75% | 0.28505
[10 empty] | 77.76% | 0.28505
[10 empty] | 77.76% | 0.28504
[10 empty] | 77.76% | 0.28503
[10 empty] | 77.76% | 0.28503
[10 empty] | 77.77% | 0.28503
[10 empty] | 77.77% | 0.28502
[10 empty] | 77.77% | 0.28502
[10 empty] | 77.78% | 0.28502
[10 empty] | 77.78% | 0.285
[10 empty] | 77.78% | 0.285
[10 empty] | 77.78% | 0.28499
[10 empty] | 77.79% | 0.28498
[10 empty] | 77.79% | 0.28497
[10 empty] | 77.79% | 0.28497
[10 empty] | 77.8% | 0.28496
[10 empty] | 77.8% | 0.28495
[10 empty] | 77.8% | 0.28494
[10 empty] | 77.8% | 0.28493
[10 empty] | 77.81% | 0.28492
[10 empty] | 77.81% | 0.28491
[10 empty] | 77.81% | 0.28491
[10 empty] | 77.82% | 0.28491
[10 empty] | 77.82% | 0.28491
[10 empty] | 77.82% | 0.2849
[10 empty] | 77.82% | 0.2849
[10 empty] | 77.83% | 0.28489
[10 empty] | 77.83% | 0.28489
[10 empty] | 77.83% | 0.28488
[10 empty] | 77.84% | 0.28488
[10 empty] | 77.84% | 0.28487
[10 empty] | 77.84% | 0.28487
[10 empty] | 77.84% | 0.28486
[10 empty] | 77.85% | 0.28485
[10 empty] | 77.85% | 0.28484
[10 empty] | 77.85% | 0.28484
[10 empty] | 77.86% | 0.28483
[10 empty] | 77.86% | 0.28483
[10 empty] | 77.86% | 0.28483
[10 empty] | 77.86% | 0.28483
[10 empty] | 77.87% | 0.28482
[10 empty] | 77.87% | 0.28481
[10 empty] | 77.87% | 0.28481
[10 empty] | 77.88% | 0.28481
[10 empty] | 77.88% | 0.28481
[10 empty] | 77.88% | 0.28481
[10 empty] | 77.88% | 0.2848
[10 empty] | 77.89% | 0.28479
[10 empty] | 77.89% | 0.28479
[10 empty] | 77.89% | 0.28476
[10 empty] | 77.9% | 0.28476
[10 empty] | 77.9% | 0.28476
[10 empty] | 77.9% | 0.28475
[10 empty] | 77.9% | 0.28475
[10 empty] | 77.91% | 0.28475
[10 empty] | 77.91% | 0.28474
[10 empty] | 77.91% | 0.28474
[10 empty] | 77.92% | 0.28474
[10 empty] | 77.92% | 0.28473
[10 empty] | 77.92% | 0.28473
[10 empty] | 77.92% | 0.28472
[10 empty] | 77.93% | 0.28472
[10 empty] | 77.93% | 0.28472
[10 empty] | 77.93% | 0.28471
[10 empty] | 77.94% | 0.2847
[10 empty] | 77.94% | 0.2847
[10 empty] | 77.94% | 0.28467
[10 empty] | 77.94% | 0.28467
[10 empty] | 77.95% | 0.28466
[10 empty] | 77.95% | 0.28465
[10 empty] | 77.95% | 0.28465
[10 empty] | 77.96% | 0.28465
[10 empty] | 77.96% | 0.28465
[10 empty] | 77.96% | 0.28464
[10 empty] | 77.96% | 0.28464
[10 empty] | 77.97% | 0.28463
[10 empty] | 77.97% | 0.28463
[10 empty] | 77.97% | 0.28461
[10 empty] | 77.98% | 0.28461
[10 empty] | 77.98% | 0.2846
[10 empty] | 77.98% | 0.2846
[10 empty] | 77.98% | 0.2846
[10 empty] | 77.99% | 0.2846
[10 empty] | 77.99% | 0.2846
[10 empty] | 77.99% | 0.28459
[10 empty] | 77.99% | 0.28459
[10 empty] | 78% | 0.28459
[10 empty] | 78% | 0.28458
[10 empty] | 78% | 0.28458
[10 empty] | 78.01% | 0.28456
[10 empty] | 78.01% | 0.28455
[10 empty] | 78.01% | 0.28454
[10 empty] | 78.01% | 0.28454
[10 empty] | 78.02% | 0.28453
[10 empty] | 78.02% | 0.28452
[10 empty] | 78.02% | 0.28452
[10 empty] | 78.03% | 0.28451
[10 empty] | 78.03% | 0.28451
[10 empty] | 78.03% | 0.2845
[10 empty] | 78.03% | 0.28448
[10 empty] | 78.04% | 0.28448
[10 empty] | 78.04% | 0.28447
[10 empty] | 78.04% | 0.28447
[10 empty] | 78.05% | 0.28447
[10 empty] | 78.05% | 0.28447
[10 empty] | 78.05% | 0.28447
[10 empty] | 78.05% | 0.28446
[10 empty] | 78.06% | 0.28445
[10 empty] | 78.06% | 0.28444
[10 empty] | 78.06% | 0.28443
[10 empty] | 78.07% | 0.28443
[10 empty] | 78.07% | 0.28442
[10 empty] | 78.07% | 0.28442
[10 empty] | 78.07% | 0.28439
[10 empty] | 78.08% | 0.28436
[10 empty] | 78.08% | 0.28435
[10 empty] | 78.08% | 0.28435
[10 empty] | 78.09% | 0.28435
[10 empty] | 78.09% | 0.28435
[10 empty] | 78.09% | 0.28434
[10 empty] | 78.09% | 0.28434
[10 empty] | 78.1% | 0.28433
[10 empty] | 78.1% | 0.28433
[10 empty] | 78.1% | 0.28433
[10 empty] | 78.11% | 0.28433
[10 empty] | 78.11% | 0.28432
[10 empty] | 78.11% | 0.28431
[10 empty] | 78.11% | 0.28431
[10 empty] | 78.12% | 0.28429
[10 empty] | 78.12% | 0.28429
[10 empty] | 78.12% | 0.28428
[10 empty] | 78.13% | 0.28427
[10 empty] | 78.13% | 0.28427
[10 empty] | 78.13% | 0.28424
[10 empty] | 78.13% | 0.28423
[10 empty] | 78.14% | 0.28423
[10 empty] | 78.14% | 0.28423
[10 empty] | 78.14% | 0.28422
[10 empty] | 78.15% | 0.28422
[10 empty] | 78.15% | 0.28421
[10 empty] | 78.15% | 0.28421
[10 empty] | 78.15% | 0.28419
[10 empty] | 78.16% | 0.28418
[10 empty] | 78.16% | 0.28415
[10 empty] | 78.16% | 0.28415
[10 empty] | 78.17% | 0.28415
[10 empty] | 78.17% | 0.28414
[10 empty] | 78.17% | 0.28413
[10 empty] | 78.17% | 0.28412
[10 empty] | 78.18% | 0.28412
[10 empty] | 78.18% | 0.28412
[10 empty] | 78.18% | 0.28411
[10 empty] | 78.19% | 0.2841
[10 empty] | 78.19% | 0.2841
[10 empty] | 78.19% | 0.28408
[10 empty] | 78.19% | 0.28408
[10 empty] | 78.2% | 0.28407
[10 empty] | 78.2% | 0.28406
[10 empty] | 78.2% | 0.28406
[10 empty] | 78.21% | 0.28405
[10 empty] | 78.21% | 0.28405
[10 empty] | 78.21% | 0.28405
[10 empty] | 78.21% | 0.28404
[10 empty] | 78.22% | 0.28404
[10 empty] | 78.22% | 0.28404
[10 empty] | 78.22% | 0.28403
[10 empty] | 78.23% | 0.28403
[10 empty] | 78.23% | 0.28403
[10 empty] | 78.23% | 0.28403
[10 empty] | 78.23% | 0.28402
[10 empty] | 78.24% | 0.28402
[10 empty] | 78.24% | 0.28402
[10 empty] | 78.24% | 0.284
[10 empty] | 78.25% | 0.28399
[10 empty] | 78.25% | 0.28398
[10 empty] | 78.25% | 0.28397
[10 empty] | 78.25% | 0.28397
[10 empty] | 78.26% | 0.28396
[10 empty] | 78.26% | 0.28395
[10 empty] | 78.26% | 0.28394
[10 empty] | 78.27% | 0.28394
[10 empty] | 78.27% | 0.28394
[10 empty] | 78.27% | 0.28393
[10 empty] | 78.27% | 0.28391
[10 empty] | 78.28% | 0.28391
[10 empty] | 78.28% | 0.2839
[10 empty] | 78.28% | 0.2839
[10 empty] | 78.29% | 0.28389
[10 empty] | 78.29% | 0.28388
[10 empty] | 78.29% | 0.28387
[10 empty] | 78.29% | 0.28387
[10 empty] | 78.3% | 0.28386
[10 empty] | 78.3% | 0.28386
[10 empty] | 78.3% | 0.28385
[10 empty] | 78.31% | 0.28384
[10 empty] | 78.31% | 0.28383
[10 empty] | 78.31% | 0.28382
[10 empty] | 78.31% | 0.28382
[10 empty] | 78.32% | 0.28382
[10 empty] | 78.32% | 0.28381
[10 empty] | 78.32% | 0.2838
[10 empty] | 78.33% | 0.28378
[10 empty] | 78.33% | 0.28378
[10 empty] | 78.33% | 0.28378
[10 empty] | 78.33% | 0.28378
[10 empty] | 78.34% | 0.28376
[10 empty] | 78.34% | 0.28375
[10 empty] | 78.34% | 0.28373
[10 empty] | 78.35% | 0.28372
[10 empty] | 78.35% | 0.28372
[10 empty] | 78.35% | 0.28372
[10 empty] | 78.35% | 0.28371
[10 empty] | 78.36% | 0.28369
[10 empty] | 78.36% | 0.28368
[10 empty] | 78.36% | 0.28368
[10 empty] | 78.37% | 0.28367
[10 empty] | 78.37% | 0.28367
[10 empty] | 78.37% | 0.28366
[10 empty] | 78.37% | 0.28366
[10 empty] | 78.38% | 0.28366
[10 empty] | 78.38% | 0.28365
[10 empty] | 78.38% | 0.28364
[10 empty] | 78.39% | 0.28364
[10 empty] | 78.39% | 0.28364
[10 empty] | 78.39% | 0.28364
[10 empty] | 78.39% | 0.28363
[10 empty] | 78.4% | 0.28362
[10 empty] | 78.4% | 0.28362
[10 empty] | 78.4% | 0.28362
[10 empty] | 78.41% | 0.28362
[10 empty] | 78.41% | 0.28361
[10 empty] | 78.41% | 0.28361
[10 empty] | 78.41% | 0.2836
[10 empty] | 78.42% | 0.2836
[10 empty] | 78.42% | 0.2836
[10 empty] | 78.42% | 0.2836
[10 empty] | 78.43% | 0.28359
[10 empty] | 78.43% | 0.28359
[10 empty] | 78.43% | 0.28359
[10 empty] | 78.43% | 0.28358
[10 empty] | 78.44% | 0.28358
[10 empty] | 78.44% | 0.28358
[10 empty] | 78.44% | 0.28357
[10 empty] | 78.45% | 0.28356
[10 empty] | 78.45% | 0.28356
[10 empty] | 78.45% | 0.28356
[10 empty] | 78.45% | 0.28354
[10 empty] | 78.46% | 0.28353
[10 empty] | 78.46% | 0.28353
[10 empty] | 78.46% | 0.28351
[10 empty] | 78.47% | 0.28351
[10 empty] | 78.47% | 0.2835
[10 empty] | 78.47% | 0.2835
[10 empty] | 78.47% | 0.28349
[10 empty] | 78.48% | 0.28348
[10 empty] | 78.48% | 0.28345
[10 empty] | 78.48% | 0.28345
[10 empty] | 78.49% | 0.28342
[10 empty] | 78.49% | 0.28341
[10 empty] | 78.49% | 0.28338
[10 empty] | 78.49% | 0.28337
[10 empty] | 78.5% | 0.28337
[10 empty] | 78.5% | 0.28336
[10 empty] | 78.5% | 0.28334
[10 empty] | 78.51% | 0.28333
[10 empty] | 78.51% | 0.28333
[10 empty] | 78.51% | 0.28333
[10 empty] | 78.51% | 0.28332
[10 empty] | 78.52% | 0.28331
[10 empty] | 78.52% | 0.28331
[10 empty] | 78.52% | 0.28331
[10 empty] | 78.53% | 0.28331
[10 empty] | 78.53% | 0.2833
[10 empty] | 78.53% | 0.2833
[10 empty] | 78.53% | 0.28329
[10 empty] | 78.54% | 0.28328
[10 empty] | 78.54% | 0.28327
[10 empty] | 78.54% | 0.28325
[10 empty] | 78.55% | 0.28325
[10 empty] | 78.55% | 0.28325
[10 empty] | 78.55% | 0.28324
[10 empty] | 78.55% | 0.28324
[10 empty] | 78.56% | 0.28324
[10 empty] | 78.56% | 0.28324
[10 empty] | 78.56% | 0.28322
[10 empty] | 78.57% | 0.28322
[10 empty] | 78.57% | 0.2832
[10 empty] | 78.57% | 0.28318
[10 empty] | 78.57% | 0.28317
[10 empty] | 78.58% | 0.28316
[10 empty] | 78.58% | 0.28316
[10 empty] | 78.58% | 0.28316
[10 empty] | 78.59% | 0.28316
[10 empty] | 78.59% | 0.28314
[10 empty] | 78.59% | 0.28314
[10 empty] | 78.59% | 0.28311
[10 empty] | 78.6% | 0.28311
[10 empty] | 78.6% | 0.28311
[10 empty] | 78.6% | 0.28311
[10 empty] | 78.61% | 0.2831
[10 empty] | 78.61% | 0.2831
[10 empty] | 78.61% | 0.2831
[10 empty] | 78.61% | 0.28309
[10 empty] | 78.62% | 0.28309
[10 empty] | 78.62% | 0.28309
[10 empty] | 78.62% | 0.28308
[10 empty] | 78.63% | 0.28308
[10 empty] | 78.63% | 0.28308
[10 empty] | 78.63% | 0.28307
[10 empty] | 78.63% | 0.28307
[10 empty] | 78.64% | 0.28307
[10 empty] | 78.64% | 0.28306
[10 empty] | 78.64% | 0.28304
[10 empty] | 78.65% | 0.28304
[10 empty] | 78.65% | 0.28303
[10 empty] | 78.65% | 0.28302
[10 empty] | 78.65% | 0.28302
[10 empty] | 78.66% | 0.28302
[10 empty] | 78.66% | 0.283
[10 empty] | 78.66% | 0.283
[10 empty] | 78.67% | 0.283
[10 empty] | 78.67% | 0.28299
[10 empty] | 78.67% | 0.28298
[10 empty] | 78.67% | 0.28297
[10 empty] | 78.68% | 0.28297
[10 empty] | 78.68% | 0.28296
[10 empty] | 78.68% | 0.28296
[10 empty] | 78.69% | 0.28295
[10 empty] | 78.69% | 0.28295
[10 empty] | 78.69% | 0.28295
[10 empty] | 78.69% | 0.28295
[10 empty] | 78.7% | 0.28292
[10 empty] | 78.7% | 0.28292
[10 empty] | 78.7% | 0.28292
[10 empty] | 78.71% | 0.28292
[10 empty] | 78.71% | 0.28291
[10 empty] | 78.71% | 0.28291
[10 empty] | 78.71% | 0.28289
[10 empty] | 78.72% | 0.28289
[10 empty] | 78.72% | 0.28288
[10 empty] | 78.72% | 0.28287
[10 empty] | 78.73% | 0.28287
[10 empty] | 78.73% | 0.28285
[10 empty] | 78.73% | 0.28285
[10 empty] | 78.73% | 0.28284
[10 empty] | 78.74% | 0.28283
[10 empty] | 78.74% | 0.28283
[10 empty] | 78.74% | 0.28283
[10 empty] | 78.75% | 0.28282
[10 empty] | 78.75% | 0.28282
[10 empty] | 78.75% | 0.28281
[10 empty] | 78.75% | 0.28281
[10 empty] | 78.76% | 0.2828
[10 empty] | 78.76% | 0.2828
[10 empty] | 78.76% | 0.28279
[10 empty] | 78.77% | 0.28279
[10 empty] | 78.77% | 0.28279
[10 empty] | 78.77% | 0.28277
[10 empty] | 78.77% | 0.28276
[10 empty] | 78.78% | 0.28276
[10 empty] | 78.78% | 0.28275
[10 empty] | 78.78% | 0.28275
[10 empty] | 78.79% | 0.28275
[10 empty] | 78.79% | 0.28274
[10 empty] | 78.79% | 0.28274
[10 empty] | 78.79% | 0.28273
[10 empty] | 78.8% | 0.28272
[10 empty] | 78.8% | 0.28272
[10 empty] | 78.8% | 0.2827
[10 empty] | 78.81% | 0.2827
[10 empty] | 78.81% | 0.28269
[10 empty] | 78.81% | 0.28269
[10 empty] | 78.81% | 0.28268
[10 empty] | 78.82% | 0.28268
[10 empty] | 78.82% | 0.28268
[10 empty] | 78.82% | 0.28268
[10 empty] | 78.83% | 0.28265
[10 empty] | 78.83% | 0.28265
[10 empty] | 78.83% | 0.28265
[10 empty] | 78.83% | 0.28265
[10 empty] | 78.84% | 0.28264
[10 empty] | 78.84% | 0.28264
[10 empty] | 78.84% | 0.28263
[10 empty] | 78.85% | 0.28263
[10 empty] | 78.85% | 0.2826
[10 empty] | 78.85% | 0.2826
[10 empty] | 78.85% | 0.28258
[10 empty] | 78.86% | 0.28258
[10 empty] | 78.86% | 0.28256
[10 empty] | 78.86% | 0.28256
[10 empty] | 78.87% | 0.28255
[10 empty] | 78.87% | 0.28255
[10 empty] | 78.87% | 0.28254
[10 empty] | 78.87% | 0.28253
[10 empty] | 78.88% | 0.28253
[10 empty] | 78.88% | 0.28252
[10 empty] | 78.88% | 0.28252
[10 empty] | 78.89% | 0.28251
[10 empty] | 78.89% | 0.28251
[10 empty] | 78.89% | 0.28251
[10 empty] | 78.89% | 0.28249
[10 empty] | 78.9% | 0.28249
[10 empty] | 78.9% | 0.28249
[10 empty] | 78.9% | 0.28248
[10 empty] | 78.91% | 0.28247
[10 empty] | 78.91% | 0.28247
[10 empty] | 78.91% | 0.28246
[10 empty] | 78.91% | 0.28246
[10 empty] | 78.92% | 0.28245
[10 empty] | 78.92% | 0.28245
[10 empty] | 78.92% | 0.28245
[10 empty] | 78.93% | 0.28245
[10 empty] | 78.93% | 0.28244
[10 empty] | 78.93% | 0.28243
[10 empty] | 78.93% | 0.28243
[10 empty] | 78.94% | 0.28243
[10 empty] | 78.94% | 0.28242
[10 empty] | 78.94% | 0.28242
[10 empty] | 78.95% | 0.2824
[10 empty] | 78.95% | 0.2824
[10 empty] | 78.95% | 0.2824
[10 empty] | 78.95% | 0.28238
[10 empty] | 78.96% | 0.28238
[10 empty] | 78.96% | 0.28237
[10 empty] | 78.96% | 0.28237
[10 empty] | 78.97% | 0.28237
[10 empty] | 78.97% | 0.28237
[10 empty] | 78.97% | 0.28236
[10 empty] | 78.97% | 0.28236
[10 empty] | 78.98% | 0.28234
[10 empty] | 78.98% | 0.28233
[10 empty] | 78.98% | 0.2823
[10 empty] | 78.99% | 0.28229
[10 empty] | 78.99% | 0.28228
[10 empty] | 78.99% | 0.28228
[10 empty] | 78.99% | 0.28227
[10 empty] | 79% | 0.28227
[10 empty] | 79% | 0.28225
[10 empty] | 79% | 0.28225
[10 empty] | 79.01% | 0.28225
[10 empty] | 79.01% | 0.28223
[10 empty] | 79.01% | 0.28223
[10 empty] | 79.01% | 0.28223
[10 empty] | 79.02% | 0.28223
[10 empty] | 79.02% | 0.28222
[10 empty] | 79.02% | 0.28222
[10 empty] | 79.03% | 0.28222
[10 empty] | 79.03% | 0.2822
[10 empty] | 79.03% | 0.2822
[10 empty] | 79.03% | 0.2822
[10 empty] | 79.04% | 0.28219
[10 empty] | 79.04% | 0.28215
[10 empty] | 79.04% | 0.28213
[10 empty] | 79.05% | 0.28213
[10 empty] | 79.05% | 0.28212
[10 empty] | 79.05% | 0.28212
[10 empty] | 79.05% | 0.28211
[10 empty] | 79.06% | 0.2821
[10 empty] | 79.06% | 0.2821
[10 empty] | 79.06% | 0.28208
[10 empty] | 79.07% | 0.28208
[10 empty] | 79.07% | 0.28208
[10 empty] | 79.07% | 0.28207
[10 empty] | 79.07% | 0.28207
[10 empty] | 79.08% | 0.28207
[10 empty] | 79.08% | 0.28205
[10 empty] | 79.08% | 0.28205
[10 empty] | 79.09% | 0.28205
[10 empty] | 79.09% | 0.28204
[10 empty] | 79.09% | 0.28203
[10 empty] | 79.09% | 0.28203
[10 empty] | 79.1% | 0.28202
[10 empty] | 79.1% | 0.28201
[10 empty] | 79.1% | 0.282
[10 empty] | 79.11% | 0.282
[10 empty] | 79.11% | 0.28199
[10 empty] | 79.11% | 0.28199
[10 empty] | 79.11% | 0.28199
[10 empty] | 79.12% | 0.28198
[10 empty] | 79.12% | 0.28198
[10 empty] | 79.12% | 0.28197
[10 empty] | 79.13% | 0.28196
[10 empty] | 79.13% | 0.28196
[10 empty] | 79.13% | 0.28196
[10 empty] | 79.13% | 0.28196
[10 empty] | 79.14% | 0.28196
[10 empty] | 79.14% | 0.28195
[10 empty] | 79.14% | 0.28194
[10 empty] | 79.15% | 0.28192
[10 empty] | 79.15% | 0.28192
[10 empty] | 79.15% | 0.28192
[10 empty] | 79.15% | 0.28192
[10 empty] | 79.16% | 0.28191
[10 empty] | 79.16% | 0.28191
[10 empty] | 79.16% | 0.2819
[10 empty] | 79.17% | 0.2819
[10 empty] | 79.17% | 0.28189
[10 empty] | 79.17% | 0.28189
[10 empty] | 79.17% | 0.28188
[10 empty] | 79.18% | 0.28187
[10 empty] | 79.18% | 0.28187
[10 empty] | 79.18% | 0.28187
[10 empty] | 79.18% | 0.28187
[10 empty] | 79.19% | 0.28186
[10 empty] | 79.19% | 0.28186
[10 empty] | 79.19% | 0.28186
[10 empty] | 79.2% | 0.28182
[10 empty] | 79.2% | 0.28182
[10 empty] | 79.2% | 0.28182
[10 empty] | 79.2% | 0.28181
[10 empty] | 79.21% | 0.28181
[10 empty] | 79.21% | 0.28179
[10 empty] | 79.21% | 0.28179
[10 empty] | 79.22% | 0.28177
[10 empty] | 79.22% | 0.28176
[10 empty] | 79.22% | 0.28175
[10 empty] | 79.22% | 0.28175
[10 empty] | 79.23% | 0.28174
[10 empty] | 79.23% | 0.28174
[10 empty] | 79.23% | 0.28173
[10 empty] | 79.24% | 0.28173
[10 empty] | 79.24% | 0.28173
[10 empty] | 79.24% | 0.28172
[10 empty] | 79.24% | 0.28172
[10 empty] | 79.25% | 0.28171
[10 empty] | 79.25% | 0.28171
[10 empty] | 79.25% | 0.28166
[10 empty] | 79.26% | 0.28166
[10 empty] | 79.26% | 0.28165
[10 empty] | 79.26% | 0.28165
[10 empty] | 79.26% | 0.28165
[10 empty] | 79.27% | 0.28164
[10 empty] | 79.27% | 0.28164
[10 empty] | 79.27% | 0.28163
[10 empty] | 79.28% | 0.28163
[10 empty] | 79.28% | 0.28163
[10 empty] | 79.28% | 0.28162
[10 empty] | 79.28% | 0.28161
[10 empty] | 79.29% | 0.28159
[10 empty] | 79.29% | 0.28159
[10 empty] | 79.29% | 0.28158
[10 empty] | 79.3% | 0.28157
[10 empty] | 79.3% | 0.28157
[10 empty] | 79.3% | 0.28156
[10 empty] | 79.3% | 0.28155
[10 empty] | 79.31% | 0.28155
[10 empty] | 79.31% | 0.28154
[10 empty] | 79.31% | 0.28154
[10 empty] | 79.32% | 0.28154
[10 empty] | 79.32% | 0.28153
[10 empty] | 79.32% | 0.28153
[10 empty] | 79.32% | 0.2815
[10 empty] | 79.33% | 0.2815
[10 empty] | 79.33% | 0.28149
[10 empty] | 79.33% | 0.28148
[10 empty] | 79.34% | 0.28147
[10 empty] | 79.34% | 0.28147
[10 empty] | 79.34% | 0.28146
[10 empty] | 79.34% | 0.28145
[10 empty] | 79.35% | 0.28143
[10 empty] | 79.35% | 0.28141
[10 empty] | 79.35% | 0.28141
[10 empty] | 79.36% | 0.28141
[10 empty] | 79.36% | 0.28141
[10 empty] | 79.36% | 0.2814
[10 empty] | 79.36% | 0.2814
[10 empty] | 79.37% | 0.28139
[10 empty] | 79.37% | 0.28138
[10 empty] | 79.37% | 0.28137
[10 empty] | 79.38% | 0.28136
[10 empty] | 79.38% | 0.28136
[10 empty] | 79.38% | 0.28136
[10 empty] | 79.38% | 0.28135
[10 empty] | 79.39% | 0.28135
[10 empty] | 79.39% | 0.28134
[10 empty] | 79.39% | 0.28133
[10 empty] | 79.4% | 0.28133
[10 empty] | 79.4% | 0.28133
[10 empty] | 79.4% | 0.28132
[10 empty] | 79.4% | 0.28132
[10 empty] | 79.41% | 0.28132
[10 empty] | 79.41% | 0.2813
[10 empty] | 79.41% | 0.2813
[10 empty] | 79.42% | 0.28129
[10 empty] | 79.42% | 0.28128
[10 empty] | 79.42% | 0.28128
[10 empty] | 79.42% | 0.28127
[10 empty] | 79.43% | 0.28127
[10 empty] | 79.43% | 0.28127
[10 empty] | 79.43% | 0.28127
[10 empty] | 79.44% | 0.28126
[10 empty] | 79.44% | 0.28126
[10 empty] | 79.44% | 0.28125
[10 empty] | 79.44% | 0.28124
[10 empty] | 79.45% | 0.28124
[10 empty] | 79.45% | 0.28124
[10 empty] | 79.45% | 0.28123
[10 empty] | 79.46% | 0.28122
[10 empty] | 79.46% | 0.28121
[10 empty] | 79.46% | 0.2812
[10 empty] | 79.46% | 0.2812
[10 empty] | 79.47% | 0.2812
[10 empty] | 79.47% | 0.28119
[10 empty] | 79.47% | 0.28119
[10 empty] | 79.48% | 0.28119
[10 empty] | 79.48% | 0.28119
[10 empty] | 79.48% | 0.28118
[10 empty] | 79.48% | 0.28118
[10 empty] | 79.49% | 0.28118
[10 empty] | 79.49% | 0.28118
[10 empty] | 79.49% | 0.28118
[10 empty] | 79.5% | 0.28117
[10 empty] | 79.5% | 0.28117
[10 empty] | 79.5% | 0.28115
[10 empty] | 79.5% | 0.28115
[10 empty] | 79.51% | 0.28115
[10 empty] | 79.51% | 0.28115
[10 empty] | 79.51% | 0.28114
[10 empty] | 79.52% | 0.28113
[10 empty] | 79.52% | 0.28112
[10 empty] | 79.52% | 0.28112
[10 empty] | 79.52% | 0.28111
[10 empty] | 79.53% | 0.28111
[10 empty] | 79.53% | 0.2811
[10 empty] | 79.53% | 0.2811
[10 empty] | 79.54% | 0.2811
[10 empty] | 79.54% | 0.2811
[10 empty] | 79.54% | 0.2811
[10 empty] | 79.54% | 0.28109
[10 empty] | 79.55% | 0.28109
[10 empty] | 79.55% | 0.28108
[10 empty] | 79.55% | 0.28107
[10 empty] | 79.56% | 0.28106
[10 empty] | 79.56% | 0.28105
[10 empty] | 79.56% | 0.28104
[10 empty] | 79.56% | 0.28104
[10 empty] | 79.57% | 0.28104
[10 empty] | 79.57% | 0.28103
[10 empty] | 79.57% | 0.28102
[10 empty] | 79.58% | 0.28101
[10 empty] | 79.58% | 0.28101
[10 empty] | 79.58% | 0.28101
[10 empty] | 79.58% | 0.28101
[10 empty] | 79.59% | 0.28101
[10 empty] | 79.59% | 0.28098
[10 empty] | 79.59% | 0.28097
[10 empty] | 79.6% | 0.28097
[10 empty] | 79.6% | 0.28096
[10 empty] | 79.6% | 0.28096
[10 empty] | 79.6% | 0.28094
[10 empty] | 79.61% | 0.28093
[10 empty] | 79.61% | 0.28092
[10 empty] | 79.61% | 0.2809
[10 empty] | 79.62% | 0.28089
[10 empty] | 79.62% | 0.28089
[10 empty] | 79.62% | 0.28088
[10 empty] | 79.62% | 0.28087
[10 empty] | 79.63% | 0.28087
[10 empty] | 79.63% | 0.28087
[10 empty] | 79.63% | 0.28087
[10 empty] | 79.64% | 0.28086
[10 empty] | 79.64% | 0.28086
[10 empty] | 79.64% | 0.28086
[10 empty] | 79.64% | 0.28086
[10 empty] | 79.65% | 0.28085
[10 empty] | 79.65% | 0.28085
[10 empty] | 79.65% | 0.28084
[10 empty] | 79.66% | 0.28083
[10 empty] | 79.66% | 0.28081
[10 empty] | 79.66% | 0.28079
[10 empty] | 79.66% | 0.28078
[10 empty] | 79.67% | 0.28077
[10 empty] | 79.67% | 0.28077
[10 empty] | 79.67% | 0.28076
[10 empty] | 79.68% | 0.28076
[10 empty] | 79.68% | 0.28076
[10 empty] | 79.68% | 0.28075
[10 empty] | 79.68% | 0.28075
[10 empty] | 79.69% | 0.28074
[10 empty] | 79.69% | 0.28074
[10 empty] | 79.69% | 0.28074
[10 empty] | 79.7% | 0.28073
[10 empty] | 79.7% | 0.28072
[10 empty] | 79.7% | 0.28072
[10 empty] | 79.7% | 0.28071
[10 empty] | 79.71% | 0.28071
[10 empty] | 79.71% | 0.28069
[10 empty] | 79.71% | 0.28069
[10 empty] | 79.72% | 0.28069
[10 empty] | 79.72% | 0.28067
[10 empty] | 79.72% | 0.28067
[10 empty] | 79.72% | 0.28066
[10 empty] | 79.73% | 0.28066
[10 empty] | 79.73% | 0.28065
[10 empty] | 79.73% | 0.28065
[10 empty] | 79.74% | 0.28065
[10 empty] | 79.74% | 0.28065
[10 empty] | 79.74% | 0.28064
[10 empty] | 79.74% | 0.28064
[10 empty] | 79.75% | 0.28064
[10 empty] | 79.75% | 0.28064
[10 empty] | 79.75% | 0.28064
[10 empty] | 79.76% | 0.28063
[10 empty] | 79.76% | 0.28063
[10 empty] | 79.76% | 0.28063
[10 empty] | 79.76% | 0.28063
[10 empty] | 79.77% | 0.28062
[10 empty] | 79.77% | 0.28061
[10 empty] | 79.77% | 0.2806
[10 empty] | 79.78% | 0.2806
[10 empty] | 79.78% | 0.28059
[10 empty] | 79.78% | 0.28057
[10 empty] | 79.78% | 0.28057
[10 empty] | 79.79% | 0.28056
[10 empty] | 79.79% | 0.28056
[10 empty] | 79.79% | 0.28056
[10 empty] | 79.8% | 0.28055
[10 empty] | 79.8% | 0.28055
[10 empty] | 79.8% | 0.28054
[10 empty] | 79.8% | 0.28054
[10 empty] | 79.81% | 0.28053
[10 empty] | 79.81% | 0.28052
[10 empty] | 79.81% | 0.28051
[10 empty] | 79.82% | 0.28051
[10 empty] | 79.82% | 0.2805
[10 empty] | 79.82% | 0.2805
[10 empty] | 79.82% | 0.28049
[10 empty] | 79.83% | 0.28048
[10 empty] | 79.83% | 0.28047
[10 empty] | 79.83% | 0.28046
[10 empty] | 79.84% | 0.28046
[10 empty] | 79.84% | 0.28046
[10 empty] | 79.84% | 0.28046
[10 empty] | 79.84% | 0.28045
[10 empty] | 79.85% | 0.28045
[10 empty] | 79.85% | 0.28045
[10 empty] | 79.85% | 0.28045
[10 empty] | 79.86% | 0.28045
[10 empty] | 79.86% | 0.28044
[10 empty] | 79.86% | 0.28043
[10 empty] | 79.86% | 0.28043
[10 empty] | 79.87% | 0.28043
[10 empty] | 79.87% | 0.28042
[10 empty] | 79.87% | 0.28041
[10 empty] | 79.88% | 0.2804
[10 empty] | 79.88% | 0.28039
[10 empty] | 79.88% | 0.28039
[10 empty] | 79.88% | 0.28038
[10 empty] | 79.89% | 0.28038
[10 empty] | 79.89% | 0.28037
[10 empty] | 79.89% | 0.28037
[10 empty] | 79.9% | 0.28037
[10 empty] | 79.9% | 0.28035
[10 empty] | 79.9% | 0.28035
[10 empty] | 79.9% | 0.28034
[10 empty] | 79.91% | 0.28032
[10 empty] | 79.91% | 0.28032
[10 empty] | 79.91% | 0.28031
[10 empty] | 79.92% | 0.28031
[10 empty] | 79.92% | 0.28031
[10 empty] | 79.92% | 0.28031
[10 empty] | 79.92% | 0.2803
[10 empty] | 79.93% | 0.2803
[10 empty] | 79.93% | 0.2803
[10 empty] | 79.93% | 0.28029
[10 empty] | 79.94% | 0.28029
[10 empty] | 79.94% | 0.28029
[10 empty] | 79.94% | 0.28029
[10 empty] | 79.94% | 0.28029
[10 empty] | 79.95% | 0.28029
[10 empty] | 79.95% | 0.28028
[10 empty] | 79.95% | 0.28027
[10 empty] | 79.96% | 0.28027
[10 empty] | 79.96% | 0.28026
[10 empty] | 79.96% | 0.28024
[10 empty] | 79.96% | 0.28024
[10 empty] | 79.97% | 0.28024
[10 empty] | 79.97% | 0.28023
[10 empty] | 79.97% | 0.28022
[10 empty] | 79.98% | 0.28022
[10 empty] | 79.98% | 0.28022
[10 empty] | 79.98% | 0.28021
[10 empty] | 79.98% | 0.2802
[10 empty] | 79.99% | 0.28019
[10 empty] | 79.99% | 0.28018
[10 empty] | 79.99% | 0.28017
[10 empty] | 80% | 0.28017
[10 empty] | 80% | 0.28016
[10 empty] | 80% | 0.28016
[10 empty] | 80% | 0.28016
[10 empty] | 80.01% | 0.28016
[10 empty] | 80.01% | 0.28015
[10 empty] | 80.01% | 0.28015
[10 empty] | 80.02% | 0.28014
[10 empty] | 80.02% | 0.28013
[10 empty] | 80.02% | 0.28013
[10 empty] | 80.02% | 0.28013
[10 empty] | 80.03% | 0.28011
[10 empty] | 80.03% | 0.2801
[10 empty] | 80.03% | 0.2801
[10 empty] | 80.04% | 0.2801
[10 empty] | 80.04% | 0.28009
[10 empty] | 80.04% | 0.28009
[10 empty] | 80.04% | 0.28009
[10 empty] | 80.05% | 0.28008
[10 empty] | 80.05% | 0.28008
[10 empty] | 80.05% | 0.28008
[10 empty] | 80.06% | 0.28008
[10 empty] | 80.06% | 0.28006
[10 empty] | 80.06% | 0.28004
[10 empty] | 80.06% | 0.28004
[10 empty] | 80.07% | 0.28004
[10 empty] | 80.07% | 0.28003
[10 empty] | 80.07% | 0.28003
[10 empty] | 80.08% | 0.28001
[10 empty] | 80.08% | 0.28001
[10 empty] | 80.08% | 0.28
[10 empty] | 80.08% | 0.28
[10 empty] | 80.09% | 0.27999
[10 empty] | 80.09% | 0.27998
[10 empty] | 80.09% | 0.27997
[10 empty] | 80.1% | 0.27997
[10 empty] | 80.1% | 0.27996
[10 empty] | 80.1% | 0.27995
[10 empty] | 80.1% | 0.27993
[10 empty] | 80.11% | 0.27993
[10 empty] | 80.11% | 0.27991
[10 empty] | 80.11% | 0.2799
[10 empty] | 80.12% | 0.2799
[10 empty] | 80.12% | 0.27989
[10 empty] | 80.12% | 0.27989
[10 empty] | 80.12% | 0.27989
[10 empty] | 80.13% | 0.27988
[10 empty] | 80.13% | 0.27987
[10 empty] | 80.13% | 0.27987
[10 empty] | 80.14% | 0.27987
[10 empty] | 80.14% | 0.27987
[10 empty] | 80.14% | 0.27985
[10 empty] | 80.14% | 0.27985
[10 empty] | 80.15% | 0.27985
[10 empty] | 80.15% | 0.27985
[10 empty] | 80.15% | 0.27985
[10 empty] | 80.16% | 0.27985
[10 empty] | 80.16% | 0.27984
[10 empty] | 80.16% | 0.27983
[10 empty] | 80.16% | 0.27982
[10 empty] | 80.17% | 0.27982
[10 empty] | 80.17% | 0.27981
[10 empty] | 80.17% | 0.2798
[10 empty] | 80.18% | 0.2798
[10 empty] | 80.18% | 0.2798
[10 empty] | 80.18% | 0.27979
[10 empty] | 80.18% | 0.27979
[10 empty] | 80.19% | 0.27978
[10 empty] | 80.19% | 0.27978
[10 empty] | 80.19% | 0.27978
[10 empty] | 80.2% | 0.27977
[10 empty] | 80.2% | 0.27977
[10 empty] | 80.2% | 0.27976
[10 empty] | 80.2% | 0.27976
[10 empty] | 80.21% | 0.27975
[10 empty] | 80.21% | 0.27975
[10 empty] | 80.21% | 0.27974
[10 empty] | 80.22% | 0.27973
[10 empty] | 80.22% | 0.27972
[10 empty] | 80.22% | 0.27971
[10 empty] | 80.22% | 0.2797
[10 empty] | 80.23% | 0.2797
[10 empty] | 80.23% | 0.27969
[10 empty] | 80.23% | 0.27968
[10 empty] | 80.24% | 0.27968
[10 empty] | 80.24% | 0.27966
[10 empty] | 80.24% | 0.27965
[10 empty] | 80.24% | 0.27965
[10 empty] | 80.25% | 0.27963
[10 empty] | 80.25% | 0.27963
[10 empty] | 80.25% | 0.27961
[10 empty] | 80.26% | 0.27961
[10 empty] | 80.26% | 0.27961
[10 empty] | 80.26% | 0.2796
[10 empty] | 80.26% | 0.2796
[10 empty] | 80.27% | 0.27959
[10 empty] | 80.27% | 0.27957
[10 empty] | 80.27% | 0.27957
[10 empty] | 80.28% | 0.27956
[10 empty] | 80.28% | 0.27956
[10 empty] | 80.28% | 0.27956
[10 empty] | 80.28% | 0.27955
[10 empty] | 80.29% | 0.27953
[10 empty] | 80.29% | 0.27953
[10 empty] | 80.29% | 0.27953
[10 empty] | 80.3% | 0.27952
[10 empty] | 80.3% | 0.27952
[10 empty] | 80.3% | 0.27951
[10 empty] | 80.3% | 0.27951
[10 empty] | 80.31% | 0.27951
[10 empty] | 80.31% | 0.2795
[10 empty] | 80.31% | 0.2795
[10 empty] | 80.32% | 0.2795
[10 empty] | 80.32% | 0.27949
[10 empty] | 80.32% | 0.27948
[10 empty] | 80.32% | 0.27947
[10 empty] | 80.33% | 0.27947
[10 empty] | 80.33% | 0.27946
[10 empty] | 80.33% | 0.27946
[10 empty] | 80.34% | 0.27943
[10 empty] | 80.34% | 0.27943
[10 empty] | 80.34% | 0.27942
[10 empty] | 80.34% | 0.27941
[10 empty] | 80.35% | 0.27938
[10 empty] | 80.35% | 0.27936
[10 empty] | 80.35% | 0.27936
[10 empty] | 80.36% | 0.27936
[10 empty] | 80.36% | 0.27936
[10 empty] | 80.36% | 0.27935
[10 empty] | 80.36% | 0.27934
[10 empty] | 80.37% | 0.27932
[10 empty] | 80.37% | 0.27932
[10 empty] | 80.37% | 0.27931
[10 empty] | 80.37% | 0.27931
[10 empty] | 80.38% | 0.27931
[10 empty] | 80.38% | 0.27929
[10 empty] | 80.38% | 0.27928
[10 empty] | 80.39% | 0.27927
[10 empty] | 80.39% | 0.27927
[10 empty] | 80.39% | 0.27927
[10 empty] | 80.39% | 0.27927
[10 empty] | 80.4% | 0.27926
[10 empty] | 80.4% | 0.27926
[10 empty] | 80.4% | 0.27926
[10 empty] | 80.41% | 0.27925
[10 empty] | 80.41% | 0.27924
[10 empty] | 80.41% | 0.27924
[10 empty] | 80.41% | 0.27922
[10 empty] | 80.42% | 0.27921
[10 empty] | 80.42% | 0.27921
[10 empty] | 80.42% | 0.27921
[10 empty] | 80.43% | 0.27921
[10 empty] | 80.43% | 0.2792
[10 empty] | 80.43% | 0.27918
[10 empty] | 80.43% | 0.27918
[10 empty] | 80.44% | 0.27918
[10 empty] | 80.44% | 0.27918
[10 empty] | 80.44% | 0.27917
[10 empty] | 80.45% | 0.27915
[10 empty] | 80.45% | 0.27914
[10 empty] | 80.45% | 0.27913
[10 empty] | 80.45% | 0.27913
[10 empty] | 80.46% | 0.27913
[10 empty] | 80.46% | 0.27913
[10 empty] | 80.46% | 0.27913
[10 empty] | 80.47% | 0.27912
[10 empty] | 80.47% | 0.27912
[10 empty] | 80.47% | 0.27912
[10 empty] | 80.47% | 0.27911
[10 empty] | 80.48% | 0.2791
[10 empty] | 80.48% | 0.2791
[10 empty] | 80.48% | 0.27908
[10 empty] | 80.49% | 0.27908
[10 empty] | 80.49% | 0.27907
[10 empty] | 80.49% | 0.27907
[10 empty] | 80.49% | 0.27907
[10 empty] | 80.5% | 0.27905
[10 empty] | 80.5% | 0.27905
[10 empty] | 80.5% | 0.27904
[10 empty] | 80.51% | 0.27903
[10 empty] | 80.51% | 0.27903
[10 empty] | 80.51% | 0.27902
[10 empty] | 80.51% | 0.27901
[10 empty] | 80.52% | 0.279
[10 empty] | 80.52% | 0.279
[10 empty] | 80.52% | 0.27899
[10 empty] | 80.53% | 0.27898
[10 empty] | 80.53% | 0.27897
[10 empty] | 80.53% | 0.27897
[10 empty] | 80.53% | 0.27897
[10 empty] | 80.54% | 0.27896
[10 empty] | 80.54% | 0.27896
[10 empty] | 80.54% | 0.27895
[10 empty] | 80.55% | 0.27894
[10 empty] | 80.55% | 0.27893
[10 empty] | 80.55% | 0.27893
[10 empty] | 80.55% | 0.27893
[10 empty] | 80.56% | 0.27893
[10 empty] | 80.56% | 0.27893
[10 empty] | 80.56% | 0.27892
[10 empty] | 80.57% | 0.27892
[10 empty] | 80.57% | 0.27892
[10 empty] | 80.57% | 0.27891
[10 empty] | 80.57% | 0.27891
[10 empty] | 80.58% | 0.2789
[10 empty] | 80.58% | 0.2789
[10 empty] | 80.58% | 0.27887
[10 empty] | 80.59% | 0.27887
[10 empty] | 80.59% | 0.27887
[10 empty] | 80.59% | 0.27887
[10 empty] | 80.59% | 0.27887
[10 empty] | 80.6% | 0.27887
[10 empty] | 80.6% | 0.27885
[10 empty] | 80.6% | 0.27884
[10 empty] | 80.61% | 0.27884
[10 empty] | 80.61% | 0.27884
[10 empty] | 80.61% | 0.27883
[10 empty] | 80.61% | 0.27882
[10 empty] | 80.62% | 0.27882
[10 empty] | 80.62% | 0.2788
[10 empty] | 80.62% | 0.2788
[10 empty] | 80.63% | 0.2788
[10 empty] | 80.63% | 0.27879
[10 empty] | 80.63% | 0.27879
[10 empty] | 80.63% | 0.27879
[10 empty] | 80.64% | 0.27879
[10 empty] | 80.64% | 0.27877
[10 empty] | 80.64% | 0.27877
[10 empty] | 80.65% | 0.27876
[10 empty] | 80.65% | 0.27875
[10 empty] | 80.65% | 0.27875
[10 empty] | 80.65% | 0.27875
[10 empty] | 80.66% | 0.27874
[10 empty] | 80.66% | 0.27873
[10 empty] | 80.66% | 0.27873
[10 empty] | 80.67% | 0.27873
[10 empty] | 80.67% | 0.27873
[10 empty] | 80.67% | 0.27873
[10 empty] | 80.67% | 0.27869
[10 empty] | 80.68% | 0.27869
[10 empty] | 80.68% | 0.27869
[10 empty] | 80.68% | 0.27869
[10 empty] | 80.69% | 0.27868
[10 empty] | 80.69% | 0.27867
[10 empty] | 80.69% | 0.27867
[10 empty] | 80.69% | 0.27865
[10 empty] | 80.7% | 0.27865
[10 empty] | 80.7% | 0.27864
[10 empty] | 80.7% | 0.27864
[10 empty] | 80.71% | 0.27863
[10 empty] | 80.71% | 0.27861
[10 empty] | 80.71% | 0.2786
[10 empty] | 80.71% | 0.2786
[10 empty] | 80.72% | 0.2786
[10 empty] | 80.72% | 0.2786
[10 empty] | 80.72% | 0.27857
[10 empty] | 80.73% | 0.27857
[10 empty] | 80.73% | 0.27857
[10 empty] | 80.73% | 0.27856
[10 empty] | 80.73% | 0.27854
[10 empty] | 80.74% | 0.27854
[10 empty] | 80.74% | 0.27853
[10 empty] | 80.74% | 0.27853
[10 empty] | 80.75% | 0.27853
[10 empty] | 80.75% | 0.27853
[10 empty] | 80.75% | 0.27853
[10 empty] | 80.75% | 0.27852
[10 empty] | 80.76% | 0.27852
[10 empty] | 80.76% | 0.27852
[10 empty] | 80.76% | 0.27851
[10 empty] | 80.77% | 0.27848
[10 empty] | 80.77% | 0.27848
[10 empty] | 80.77% | 0.27845
[10 empty] | 80.77% | 0.27845
[10 empty] | 80.78% | 0.27845
[10 empty] | 80.78% | 0.27845
[10 empty] | 80.78% | 0.27844
[10 empty] | 80.79% | 0.27843
[10 empty] | 80.79% | 0.27843
[10 empty] | 80.79% | 0.27842
[10 empty] | 80.79% | 0.27842
[10 empty] | 80.8% | 0.27841
[10 empty] | 80.8% | 0.27841
[10 empty] | 80.8% | 0.27841
[10 empty] | 80.81% | 0.27839
[10 empty] | 80.81% | 0.27839
[10 empty] | 80.81% | 0.27839
[10 empty] | 80.81% | 0.27838
[10 empty] | 80.82% | 0.27838
[10 empty] | 80.82% | 0.27837
[10 empty] | 80.82% | 0.27835
[10 empty] | 80.83% | 0.27835
[10 empty] | 80.83% | 0.27835
[10 empty] | 80.83% | 0.27835
[10 empty] | 80.83% | 0.27834
[10 empty] | 80.84% | 0.27834
[10 empty] | 80.84% | 0.27833
[10 empty] | 80.84% | 0.27832
[10 empty] | 80.85% | 0.27831
[10 empty] | 80.85% | 0.27831
[10 empty] | 80.85% | 0.2783
[10 empty] | 80.85% | 0.27829
[10 empty] | 80.86% | 0.27829
[10 empty] | 80.86% | 0.27829
[10 empty] | 80.86% | 0.27829
[10 empty] | 80.87% | 0.27828
[10 empty] | 80.87% | 0.27828
[10 empty] | 80.87% | 0.27827
[10 empty] | 80.87% | 0.27826
[10 empty] | 80.88% | 0.27824
[10 empty] | 80.88% | 0.27824
[10 empty] | 80.88% | 0.27823
[10 empty] | 80.89% | 0.27823
[10 empty] | 80.89% | 0.27822
[10 empty] | 80.89% | 0.27822
[10 empty] | 80.89% | 0.27821
[10 empty] | 80.9% | 0.27821
[10 empty] | 80.9% | 0.27821
[10 empty] | 80.9% | 0.2782
[10 empty] | 80.91% | 0.27818
[10 empty] | 80.91% | 0.27817
[10 empty] | 80.91% | 0.27817
[10 empty] | 80.91% | 0.27817
[10 empty] | 80.92% | 0.27816
[10 empty] | 80.92% | 0.27816
[10 empty] | 80.92% | 0.27815
[10 empty] | 80.93% | 0.27815
[10 empty] | 80.93% | 0.27814
[10 empty] | 80.93% | 0.27814
[10 empty] | 80.93% | 0.27813
[10 empty] | 80.94% | 0.27812
[10 empty] | 80.94% | 0.27812
[10 empty] | 80.94% | 0.27812
[10 empty] | 80.95% | 0.27812
[10 empty] | 80.95% | 0.27811
[10 empty] | 80.95% | 0.27809
[10 empty] | 80.95% | 0.27808
[10 empty] | 80.96% | 0.27808
[10 empty] | 80.96% | 0.27807
[10 empty] | 80.96% | 0.27807
[10 empty] | 80.97% | 0.27806
[10 empty] | 80.97% | 0.27805
[10 empty] | 80.97% | 0.27805
[10 empty] | 80.97% | 0.27805
[10 empty] | 80.98% | 0.27804
[10 empty] | 80.98% | 0.27804
[10 empty] | 80.98% | 0.27803
[10 empty] | 80.99% | 0.27803
[10 empty] | 80.99% | 0.27801
[10 empty] | 80.99% | 0.27801
[10 empty] | 80.99% | 0.27801
[10 empty] | 81% | 0.27798
[10 empty] | 81% | 0.27798
[10 empty] | 81% | 0.27797
[10 empty] | 81.01% | 0.27797
[10 empty] | 81.01% | 0.27797
[10 empty] | 81.01% | 0.27795
[10 empty] | 81.01% | 0.27795
[10 empty] | 81.02% | 0.27794
[10 empty] | 81.02% | 0.27794
[10 empty] | 81.02% | 0.27793
[10 empty] | 81.03% | 0.27792
[10 empty] | 81.03% | 0.27791
[10 empty] | 81.03% | 0.27791
[10 empty] | 81.03% | 0.2779
[10 empty] | 81.04% | 0.27788
[10 empty] | 81.04% | 0.27787
[10 empty] | 81.04% | 0.27786
[10 empty] | 81.05% | 0.27786
[10 empty] | 81.05% | 0.27785
[10 empty] | 81.05% | 0.27785
[10 empty] | 81.05% | 0.27782
[10 empty] | 81.06% | 0.27782
[10 empty] | 81.06% | 0.27781
[10 empty] | 81.06% | 0.2778
[10 empty] | 81.07% | 0.2778
[10 empty] | 81.07% | 0.2778
[10 empty] | 81.07% | 0.2778
[10 empty] | 81.07% | 0.27779
[10 empty] | 81.08% | 0.27779
[10 empty] | 81.08% | 0.27778
[10 empty] | 81.08% | 0.27777
[10 empty] | 81.09% | 0.27777
[10 empty] | 81.09% | 0.27776
[10 empty] | 81.09% | 0.27776
[10 empty] | 81.09% | 0.27773
[10 empty] | 81.1% | 0.27772
[10 empty] | 81.1% | 0.27772
[10 empty] | 81.1% | 0.27772
[10 empty] | 81.11% | 0.27771
[10 empty] | 81.11% | 0.27771
[10 empty] | 81.11% | 0.2777
[10 empty] | 81.11% | 0.2777
[10 empty] | 81.12% | 0.2777
[10 empty] | 81.12% | 0.27769
[10 empty] | 81.12% | 0.27769
[10 empty] | 81.13% | 0.27769
[10 empty] | 81.13% | 0.27768
[10 empty] | 81.13% | 0.27768
[10 empty] | 81.13% | 0.27764
[10 empty] | 81.14% | 0.27764
[10 empty] | 81.14% | 0.27763
[10 empty] | 81.14% | 0.27763
[10 empty] | 81.15% | 0.27763
[10 empty] | 81.15% | 0.27762
[10 empty] | 81.15% | 0.27762
[10 empty] | 81.15% | 0.27761
[10 empty] | 81.16% | 0.27759
[10 empty] | 81.16% | 0.27759
[10 empty] | 81.16% | 0.27757
[10 empty] | 81.17% | 0.27757
[10 empty] | 81.17% | 0.27757
[10 empty] | 81.17% | 0.27755
[10 empty] | 81.17% | 0.27755
[10 empty] | 81.18% | 0.27755
[10 empty] | 81.18% | 0.27755
[10 empty] | 81.18% | 0.27753
[10 empty] | 81.19% | 0.27752
[10 empty] | 81.19% | 0.27752
[10 empty] | 81.19% | 0.27752
[10 empty] | 81.19% | 0.27751
[10 empty] | 81.2% | 0.27751
[10 empty] | 81.2% | 0.27751
[10 empty] | 81.2% | 0.27749
[10 empty] | 81.21% | 0.27748
[10 empty] | 81.21% | 0.27748
[10 empty] | 81.21% | 0.27747
[10 empty] | 81.21% | 0.27747
[10 empty] | 81.22% | 0.27747
[10 empty] | 81.22% | 0.27746
[10 empty] | 81.22% | 0.27746
[10 empty] | 81.23% | 0.27745
[10 empty] | 81.23% | 0.27745
[10 empty] | 81.23% | 0.27745
[10 empty] | 81.23% | 0.27744
[10 empty] | 81.24% | 0.27743
[10 empty] | 81.24% | 0.27741
[10 empty] | 81.24% | 0.27741
[10 empty] | 81.25% | 0.27739
[10 empty] | 81.25% | 0.27739
[10 empty] | 81.25% | 0.27738
[10 empty] | 81.25% | 0.27738
[10 empty] | 81.26% | 0.27738
[10 empty] | 81.26% | 0.27736
[10 empty] | 81.26% | 0.27736
[10 empty] | 81.27% | 0.27736
[10 empty] | 81.27% | 0.27735
[10 empty] | 81.27% | 0.27734
[10 empty] | 81.27% | 0.27734
[10 empty] | 81.28% | 0.27733
[10 empty] | 81.28% | 0.27732
[10 empty] | 81.28% | 0.27732
[10 empty] | 81.29% | 0.27731
[10 empty] | 81.29% | 0.27731
[10 empty] | 81.29% | 0.27731
[10 empty] | 81.29% | 0.2773
[10 empty] | 81.3% | 0.2773
[10 empty] | 81.3% | 0.2773
[10 empty] | 81.3% | 0.27729
[10 empty] | 81.31% | 0.27728
[10 empty] | 81.31% | 0.27728
[10 empty] | 81.31% | 0.27726
[10 empty] | 81.31% | 0.27725
[10 empty] | 81.32% | 0.27724
[10 empty] | 81.32% | 0.27724
[10 empty] | 81.32% | 0.27724
[10 empty] | 81.33% | 0.27722
[10 empty] | 81.33% | 0.27721
[10 empty] | 81.33% | 0.2772
[10 empty] | 81.33% | 0.2772
[10 empty] | 81.34% | 0.2772
[10 empty] | 81.34% | 0.2772
[10 empty] | 81.34% | 0.27719
[10 empty] | 81.35% | 0.27719
[10 empty] | 81.35% | 0.27718
[10 empty] | 81.35% | 0.27718
[10 empty] | 81.35% | 0.27717
[10 empty] | 81.36% | 0.27715
[10 empty] | 81.36% | 0.27715
[10 empty] | 81.36% | 0.27714
[10 empty] | 81.37% | 0.27713
[10 empty] | 81.37% | 0.27713
[10 empty] | 81.37% | 0.27712
[10 empty] | 81.37% | 0.27711
[10 empty] | 81.38% | 0.27711
[10 empty] | 81.38% | 0.27711
[10 empty] | 81.38% | 0.2771
[10 empty] | 81.39% | 0.2771
[10 empty] | 81.39% | 0.2771
[10 empty] | 81.39% | 0.27709
[10 empty] | 81.39% | 0.27708
[10 empty] | 81.4% | 0.27708
[10 empty] | 81.4% | 0.27706
[10 empty] | 81.4% | 0.27706
[10 empty] | 81.41% | 0.27706
[10 empty] | 81.41% | 0.27705
[10 empty] | 81.41% | 0.27704
[10 empty] | 81.41% | 0.27704
[10 empty] | 81.42% | 0.27703
[10 empty] | 81.42% | 0.27703
[10 empty] | 81.42% | 0.27703
[10 empty] | 81.43% | 0.27702
[10 empty] | 81.43% | 0.27702
[10 empty] | 81.43% | 0.27701
[10 empty] | 81.43% | 0.277
[10 empty] | 81.44% | 0.277
[10 empty] | 81.44% | 0.277
[10 empty] | 81.44% | 0.277
[10 empty] | 81.45% | 0.277
[10 empty] | 81.45% | 0.27699
[10 empty] | 81.45% | 0.27698
[10 empty] | 81.45% | 0.27696
[10 empty] | 81.46% | 0.27695
[10 empty] | 81.46% | 0.27695
[10 empty] | 81.46% | 0.27693
[10 empty] | 81.47% | 0.27692
[10 empty] | 81.47% | 0.27691
[10 empty] | 81.47% | 0.2769
[10 empty] | 81.47% | 0.2769
[10 empty] | 81.48% | 0.27688
[10 empty] | 81.48% | 0.27688
[10 empty] | 81.48% | 0.27686
[10 empty] | 81.49% | 0.27686
[10 empty] | 81.49% | 0.27685
[10 empty] | 81.49% | 0.27685
[10 empty] | 81.49% | 0.27685
[10 empty] | 81.5% | 0.27684
[10 empty] | 81.5% | 0.27682
[10 empty] | 81.5% | 0.27681
[10 empty] | 81.51% | 0.2768
[10 empty] | 81.51% | 0.2768
[10 empty] | 81.51% | 0.27679
[10 empty] | 81.51% | 0.27678
[10 empty] | 81.52% | 0.27678
[10 empty] | 81.52% | 0.27677
[10 empty] | 81.52% | 0.27677
[10 empty] | 81.53% | 0.27676
[10 empty] | 81.53% | 0.27676
[10 empty] | 81.53% | 0.27676
[10 empty] | 81.53% | 0.27675
[10 empty] | 81.54% | 0.27674
[10 empty] | 81.54% | 0.27674
[10 empty] | 81.54% | 0.27674
[10 empty] | 81.55% | 0.27673
[10 empty] | 81.55% | 0.27669
[10 empty] | 81.55% | 0.27669
[10 empty] | 81.55% | 0.27669
[10 empty] | 81.56% | 0.27669
[10 empty] | 81.56% | 0.27668
[10 empty] | 81.56% | 0.27667
[10 empty] | 81.56% | 0.27667
[10 empty] | 81.57% | 0.27667
[10 empty] | 81.57% | 0.27666
[10 empty] | 81.57% | 0.27666
[10 empty] | 81.58% | 0.27666
[10 empty] | 81.58% | 0.27665
[10 empty] | 81.58% | 0.27665
[10 empty] | 81.58% | 0.27665
[10 empty] | 81.59% | 0.27664
[10 empty] | 81.59% | 0.27664
[10 empty] | 81.59% | 0.27663
[10 empty] | 81.6% | 0.27663
[10 empty] | 81.6% | 0.27663
[10 empty] | 81.6% | 0.27661
[10 empty] | 81.6% | 0.2766
[10 empty] | 81.61% | 0.27659
[10 empty] | 81.61% | 0.27659
[10 empty] | 81.61% | 0.27658
[10 empty] | 81.62% | 0.27657
[10 empty] | 81.62% | 0.27656
[10 empty] | 81.62% | 0.27656
[10 empty] | 81.62% | 0.27655
[10 empty] | 81.63% | 0.27654
[10 empty] | 81.63% | 0.27654
[10 empty] | 81.63% | 0.27653
[10 empty] | 81.64% | 0.27652
[10 empty] | 81.64% | 0.27652
[10 empty] | 81.64% | 0.27652
[10 empty] | 81.64% | 0.27652
[10 empty] | 81.65% | 0.27652
[10 empty] | 81.65% | 0.27652
[10 empty] | 81.65% | 0.27652
[10 empty] | 81.66% | 0.2765
[10 empty] | 81.66% | 0.2765
[10 empty] | 81.66% | 0.27649
[10 empty] | 81.66% | 0.27649
[10 empty] | 81.67% | 0.27648
[10 empty] | 81.67% | 0.27647
[10 empty] | 81.67% | 0.27647
[10 empty] | 81.68% | 0.27646
[10 empty] | 81.68% | 0.27644
[10 empty] | 81.68% | 0.27644
[10 empty] | 81.68% | 0.27643
[10 empty] | 81.69% | 0.27642
[10 empty] | 81.69% | 0.27642
[10 empty] | 81.69% | 0.27642
[10 empty] | 81.7% | 0.27642
[10 empty] | 81.7% | 0.27641
[10 empty] | 81.7% | 0.2764
[10 empty] | 81.7% | 0.2764
[10 empty] | 81.71% | 0.2764
[10 empty] | 81.71% | 0.27639
[10 empty] | 81.71% | 0.27639
[10 empty] | 81.72% | 0.27638
[10 empty] | 81.72% | 0.27638
[10 empty] | 81.72% | 0.27638
[10 empty] | 81.72% | 0.27637
[10 empty] | 81.73% | 0.27637
[10 empty] | 81.73% | 0.27636
[10 empty] | 81.73% | 0.27636
[10 empty] | 81.74% | 0.27634
[10 empty] | 81.74% | 0.27634
[10 empty] | 81.74% | 0.27634
[10 empty] | 81.74% | 0.27633
[10 empty] | 81.75% | 0.27632
[10 empty] | 81.75% | 0.27632
[10 empty] | 81.75% | 0.27632
[10 empty] | 81.76% | 0.27631
[10 empty] | 81.76% | 0.2763
[10 empty] | 81.76% | 0.2763
[10 empty] | 81.76% | 0.27629
[10 empty] | 81.77% | 0.27627
[10 empty] | 81.77% | 0.27625
[10 empty] | 81.77% | 0.27625
[10 empty] | 81.78% | 0.27625
[10 empty] | 81.78% | 0.27624
[10 empty] | 81.78% | 0.27624
[10 empty] | 81.78% | 0.27623
[10 empty] | 81.79% | 0.27622
[10 empty] | 81.79% | 0.27622
[10 empty] | 81.79% | 0.27622
[10 empty] | 81.8% | 0.2762
[10 empty] | 81.8% | 0.27619
[10 empty] | 81.8% | 0.27617
[10 empty] | 81.8% | 0.27615
[10 empty] | 81.81% | 0.27615
[10 empty] | 81.81% | 0.27614
[10 empty] | 81.81% | 0.27613
[10 empty] | 81.82% | 0.27613
[10 empty] | 81.82% | 0.27612
[10 empty] | 81.82% | 0.27611
[10 empty] | 81.82% | 0.27611
[10 empty] | 81.83% | 0.27608
[10 empty] | 81.83% | 0.27607
[10 empty] | 81.83% | 0.27605
[10 empty] | 81.84% | 0.27605
[10 empty] | 81.84% | 0.27605
[10 empty] | 81.84% | 0.27604
[10 empty] | 81.84% | 0.27603
[10 empty] | 81.85% | 0.27603
[10 empty] | 81.85% | 0.27603
[10 empty] | 81.85% | 0.27602
[10 empty] | 81.86% | 0.27602
[10 empty] | 81.86% | 0.27602
[10 empty] | 81.86% | 0.27602
[10 empty] | 81.86% | 0.27601
[10 empty] | 81.87% | 0.276
[10 empty] | 81.87% | 0.276
[10 empty] | 81.87% | 0.276
[10 empty] | 81.88% | 0.27597
[10 empty] | 81.88% | 0.27596
[10 empty] | 81.88% | 0.27596
[10 empty] | 81.88% | 0.27594
[10 empty] | 81.89% | 0.27593
[10 empty] | 81.89% | 0.27592
[10 empty] | 81.89% | 0.27591
[10 empty] | 81.9% | 0.27591
[10 empty] | 81.9% | 0.2759
[10 empty] | 81.9% | 0.2759
[10 empty] | 81.9% | 0.27589
[10 empty] | 81.91% | 0.27589
[10 empty] | 81.91% | 0.27589
[10 empty] | 81.91% | 0.27589
[10 empty] | 81.92% | 0.27588
[10 empty] | 81.92% | 0.27587
[10 empty] | 81.92% | 0.27586
[10 empty] | 81.92% | 0.27585
[10 empty] | 81.93% | 0.27585
[10 empty] | 81.93% | 0.27583
[10 empty] | 81.93% | 0.27582
[10 empty] | 81.94% | 0.27578
[10 empty] | 81.94% | 0.27577
[10 empty] | 81.94% | 0.27576
[10 empty] | 81.94% | 0.27576
[10 empty] | 81.95% | 0.27575
[10 empty] | 81.95% | 0.27573
[10 empty] | 81.95% | 0.27573
[10 empty] | 81.96% | 0.27572
[10 empty] | 81.96% | 0.27571
[10 empty] | 81.96% | 0.27571
[10 empty] | 81.96% | 0.2757
[10 empty] | 81.97% | 0.2757
[10 empty] | 81.97% | 0.2757
[10 empty] | 81.97% | 0.2757
[10 empty] | 81.98% | 0.2757
[10 empty] | 81.98% | 0.27569
[10 empty] | 81.98% | 0.27569
[10 empty] | 81.98% | 0.27569
[10 empty] | 81.99% | 0.27568
[10 empty] | 81.99% | 0.27567
[10 empty] | 81.99% | 0.27567
[10 empty] | 82% | 0.27566
[10 empty] | 82% | 0.27566
[10 empty] | 82% | 0.27565
[10 empty] | 82% | 0.27564
[10 empty] | 82.01% | 0.27564
[10 empty] | 82.01% | 0.27564
[10 empty] | 82.01% | 0.27563
[10 empty] | 82.02% | 0.27562
[10 empty] | 82.02% | 0.27562
[10 empty] | 82.02% | 0.27561
[10 empty] | 82.02% | 0.27561
[10 empty] | 82.03% | 0.27561
[10 empty] | 82.03% | 0.2756
[10 empty] | 82.03% | 0.2756
[10 empty] | 82.04% | 0.27559
[10 empty] | 82.04% | 0.27559
[10 empty] | 82.04% | 0.27558
[10 empty] | 82.04% | 0.27558
[10 empty] | 82.05% | 0.27556
[10 empty] | 82.05% | 0.27555
[10 empty] | 82.05% | 0.27555
[10 empty] | 82.06% | 0.27552
[10 empty] | 82.06% | 0.27552
[10 empty] | 82.06% | 0.27552
[10 empty] | 82.06% | 0.27551
[10 empty] | 82.07% | 0.27551
[10 empty] | 82.07% | 0.27551
[10 empty] | 82.07% | 0.27548
[10 empty] | 82.08% | 0.27547
[10 empty] | 82.08% | 0.27547
[10 empty] | 82.08% | 0.27546
[10 empty] | 82.08% | 0.27546
[10 empty] | 82.09% | 0.27545
[10 empty] | 82.09% | 0.27544
[10 empty] | 82.09% | 0.27544
[10 empty] | 82.1% | 0.27543
[10 empty] | 82.1% | 0.27543
[10 empty] | 82.1% | 0.27542
[10 empty] | 82.1% | 0.27541
[10 empty] | 82.11% | 0.2754
[10 empty] | 82.11% | 0.27539
[10 empty] | 82.11% | 0.27539
[10 empty] | 82.12% | 0.27536
[10 empty] | 82.12% | 0.27536
[10 empty] | 82.12% | 0.27536
[10 empty] | 82.12% | 0.27536
[10 empty] | 82.13% | 0.27535
[10 empty] | 82.13% | 0.27535
[10 empty] | 82.13% | 0.27535
[10 empty] | 82.14% | 0.27533
[10 empty] | 82.14% | 0.27533
[10 empty] | 82.14% | 0.27532
[10 empty] | 82.14% | 0.27532
[10 empty] | 82.15% | 0.27532
[10 empty] | 82.15% | 0.27531
[10 empty] | 82.15% | 0.27531
[10 empty] | 82.16% | 0.27531
[10 empty] | 82.16% | 0.2753
[10 empty] | 82.16% | 0.27529
[10 empty] | 82.16% | 0.27529
[10 empty] | 82.17% | 0.27528
[10 empty] | 82.17% | 0.27525
[10 empty] | 82.17% | 0.27523
[10 empty] | 82.18% | 0.27522
[10 empty] | 82.18% | 0.27521
[10 empty] | 82.18% | 0.27521
[10 empty] | 82.18% | 0.27519
[10 empty] | 82.19% | 0.27519
[10 empty] | 82.19% | 0.27518
[10 empty] | 82.19% | 0.27518
[10 empty] | 82.2% | 0.27517
[10 empty] | 82.2% | 0.27517
[10 empty] | 82.2% | 0.27517
[10 empty] | 82.2% | 0.27516
[10 empty] | 82.21% | 0.27516
[10 empty] | 82.21% | 0.27516
[10 empty] | 82.21% | 0.27516
[10 empty] | 82.22% | 0.27515
[10 empty] | 82.22% | 0.27515
[10 empty] | 82.22% | 0.27514
[10 empty] | 82.22% | 0.27513
[10 empty] | 82.23% | 0.27509
[10 empty] | 82.23% | 0.27506
[10 empty] | 82.23% | 0.27506
[10 empty] | 82.24% | 0.27504
[10 empty] | 82.24% | 0.27504
[10 empty] | 82.24% | 0.27503
[10 empty] | 82.24% | 0.27503
[10 empty] | 82.25% | 0.27503
[10 empty] | 82.25% | 0.27502
[10 empty] | 82.25% | 0.27502
[10 empty] | 82.26% | 0.27501
[10 empty] | 82.26% | 0.27501
[10 empty] | 82.26% | 0.27501
[10 empty] | 82.26% | 0.27501
[10 empty] | 82.27% | 0.275
[10 empty] | 82.27% | 0.27499
[10 empty] | 82.27% | 0.27498
[10 empty] | 82.28% | 0.27498
[10 empty] | 82.28% | 0.27498
[10 empty] | 82.28% | 0.27498
[10 empty] | 82.28% | 0.27497
[10 empty] | 82.29% | 0.27497
[10 empty] | 82.29% | 0.27496
[10 empty] | 82.29% | 0.27496
[10 empty] | 82.3% | 0.27494
[10 empty] | 82.3% | 0.27493
[10 empty] | 82.3% | 0.27492
[10 empty] | 82.3% | 0.27492
[10 empty] | 82.31% | 0.2749
[10 empty] | 82.31% | 0.2749
[10 empty] | 82.31% | 0.2749
[10 empty] | 82.32% | 0.27487
[10 empty] | 82.32% | 0.27486
[10 empty] | 82.32% | 0.27486
[10 empty] | 82.32% | 0.27485
[10 empty] | 82.33% | 0.27485
[10 empty] | 82.33% | 0.27485
[10 empty] | 82.33% | 0.27484
[10 empty] | 82.34% | 0.27484
[10 empty] | 82.34% | 0.27483
[10 empty] | 82.34% | 0.27482
[10 empty] | 82.34% | 0.27481
[10 empty] | 82.35% | 0.27481
[10 empty] | 82.35% | 0.27479
[10 empty] | 82.35% | 0.27479
[10 empty] | 82.36% | 0.27478
[10 empty] | 82.36% | 0.27478
[10 empty] | 82.36% | 0.27477
[10 empty] | 82.36% | 0.27475
[10 empty] | 82.37% | 0.27475
[10 empty] | 82.37% | 0.27474
[10 empty] | 82.37% | 0.27474
[10 empty] | 82.38% | 0.27472
[10 empty] | 82.38% | 0.27472
[10 empty] | 82.38% | 0.27472
[10 empty] | 82.38% | 0.27468
[10 empty] | 82.39% | 0.27468
[10 empty] | 82.39% | 0.27467
[10 empty] | 82.39% | 0.27467
[10 empty] | 82.4% | 0.27465
[10 empty] | 82.4% | 0.27463
[10 empty] | 82.4% | 0.27461
[10 empty] | 82.4% | 0.2746
[10 empty] | 82.41% | 0.2746
[10 empty] | 82.41% | 0.27459
[10 empty] | 82.41% | 0.27458
[10 empty] | 82.42% | 0.27458
[10 empty] | 82.42% | 0.27457
[10 empty] | 82.42% | 0.27457
[10 empty] | 82.42% | 0.27456
[10 empty] | 82.43% | 0.27456
[10 empty] | 82.43% | 0.27455
[10 empty] | 82.43% | 0.27455
[10 empty] | 82.44% | 0.27455
[10 empty] | 82.44% | 0.27454
[10 empty] | 82.44% | 0.27454
[10 empty] | 82.44% | 0.27453
[10 empty] | 82.45% | 0.27452
[10 empty] | 82.45% | 0.27452
[10 empty] | 82.45% | 0.27451
[10 empty] | 82.46% | 0.27451
[10 empty] | 82.46% | 0.27451
[10 empty] | 82.46% | 0.27451
[10 empty] | 82.46% | 0.2745
[10 empty] | 82.47% | 0.27449
[10 empty] | 82.47% | 0.27448
[10 empty] | 82.47% | 0.27448
[10 empty] | 82.48% | 0.27447
[10 empty] | 82.48% | 0.27446
[10 empty] | 82.48% | 0.27443
[10 empty] | 82.48% | 0.27442
[10 empty] | 82.49% | 0.27441
[10 empty] | 82.49% | 0.2744
[10 empty] | 82.49% | 0.2744
[10 empty] | 82.5% | 0.27439
[10 empty] | 82.5% | 0.27437
[10 empty] | 82.5% | 0.27437
[10 empty] | 82.5% | 0.27436
[10 empty] | 82.51% | 0.27436
[10 empty] | 82.51% | 0.27435
[10 empty] | 82.51% | 0.27435
[10 empty] | 82.52% | 0.27434
[10 empty] | 82.52% | 0.27433
[10 empty] | 82.52% | 0.27433
[10 empty] | 82.52% | 0.27432
[10 empty] | 82.53% | 0.2743
[10 empty] | 82.53% | 0.27429
[10 empty] | 82.53% | 0.27429
[10 empty] | 82.54% | 0.27429
[10 empty] | 82.54% | 0.27429
[10 empty] | 82.54% | 0.27428
[10 empty] | 82.54% | 0.27428
[10 empty] | 82.55% | 0.27428
[10 empty] | 82.55% | 0.27428
[10 empty] | 82.55% | 0.27428
[10 empty] | 82.56% | 0.27425
[10 empty] | 82.56% | 0.27424
[10 empty] | 82.56% | 0.27424
[10 empty] | 82.56% | 0.27424
[10 empty] | 82.57% | 0.27424
[10 empty] | 82.57% | 0.27424
[10 empty] | 82.57% | 0.27422
[10 empty] | 82.58% | 0.27422
[10 empty] | 82.58% | 0.27422
[10 empty] | 82.58% | 0.2742
[10 empty] | 82.58% | 0.2742
[10 empty] | 82.59% | 0.2742
[10 empty] | 82.59% | 0.27416
[10 empty] | 82.59% | 0.27416
[10 empty] | 82.6% | 0.27416
[10 empty] | 82.6% | 0.27416
[10 empty] | 82.6% | 0.27416
[10 empty] | 82.6% | 0.27415
[10 empty] | 82.61% | 0.27415
[10 empty] | 82.61% | 0.27415
[10 empty] | 82.61% | 0.27415
[10 empty] | 82.62% | 0.27414
[10 empty] | 82.62% | 0.27414
[10 empty] | 82.62% | 0.27414
[10 empty] | 82.62% | 0.27414
[10 empty] | 82.63% | 0.27412
[10 empty] | 82.63% | 0.2741
[10 empty] | 82.63% | 0.27408
[10 empty] | 82.64% | 0.27407
[10 empty] | 82.64% | 0.27407
[10 empty] | 82.64% | 0.27407
[10 empty] | 82.64% | 0.27406
[10 empty] | 82.65% | 0.27405
[10 empty] | 82.65% | 0.27404
[10 empty] | 82.65% | 0.27403
[10 empty] | 82.66% | 0.27403
[10 empty] | 82.66% | 0.27402
[10 empty] | 82.66% | 0.27402
[10 empty] | 82.66% | 0.27401
[10 empty] | 82.67% | 0.27401
[10 empty] | 82.67% | 0.27401
[10 empty] | 82.67% | 0.27401
[10 empty] | 82.68% | 0.274
[10 empty] | 82.68% | 0.274
[10 empty] | 82.68% | 0.27399
[10 empty] | 82.68% | 0.27398
[10 empty] | 82.69% | 0.27398
[10 empty] | 82.69% | 0.27398
[10 empty] | 82.69% | 0.27397
[10 empty] | 82.7% | 0.27397
[10 empty] | 82.7% | 0.27394
[10 empty] | 82.7% | 0.27393
[10 empty] | 82.7% | 0.27393
[10 empty] | 82.71% | 0.27393
[10 empty] | 82.71% | 0.27393
[10 empty] | 82.71% | 0.27392
[10 empty] | 82.72% | 0.27391
[10 empty] | 82.72% | 0.2739
[10 empty] | 82.72% | 0.27389
[10 empty] | 82.72% | 0.27389
[10 empty] | 82.73% | 0.27389
[10 empty] | 82.73% | 0.27387
[10 empty] | 82.73% | 0.27387
[10 empty] | 82.74% | 0.27386
[10 empty] | 82.74% | 0.27383
[10 empty] | 82.74% | 0.27383
[10 empty] | 82.74% | 0.27383
[10 empty] | 82.75% | 0.27379
[10 empty] | 82.75% | 0.27379
[10 empty] | 82.75% | 0.27379
[10 empty] | 82.75% | 0.27379
[10 empty] | 82.76% | 0.27378
[10 empty] | 82.76% | 0.27375
[10 empty] | 82.76% | 0.27375
[10 empty] | 82.77% | 0.27375
[10 empty] | 82.77% | 0.27374
[10 empty] | 82.77% | 0.27374
[10 empty] | 82.77% | 0.27373
[10 empty] | 82.78% | 0.27372
[10 empty] | 82.78% | 0.27372
[10 empty] | 82.78% | 0.27371
[10 empty] | 82.79% | 0.27371
[10 empty] | 82.79% | 0.27368
[10 empty] | 82.79% | 0.27368
[10 empty] | 82.79% | 0.27367
[10 empty] | 82.8% | 0.27367
[10 empty] | 82.8% | 0.27367
[10 empty] | 82.8% | 0.27366
[10 empty] | 82.81% | 0.27366
[10 empty] | 82.81% | 0.27366
[10 empty] | 82.81% | 0.27365
[10 empty] | 82.81% | 0.27364
[10 empty] | 82.82% | 0.27364
[10 empty] | 82.82% | 0.27364
[10 empty] | 82.82% | 0.27363
[10 empty] | 82.83% | 0.2736
[10 empty] | 82.83% | 0.2736
[10 empty] | 82.83% | 0.2736
[10 empty] | 82.83% | 0.27359
[10 empty] | 82.84% | 0.27359
[10 empty] | 82.84% | 0.27358
[10 empty] | 82.84% | 0.27356
[10 empty] | 82.85% | 0.27355
[10 empty] | 82.85% | 0.27354
[10 empty] | 82.85% | 0.27354
[10 empty] | 82.85% | 0.27353
[10 empty] | 82.86% | 0.27353
[10 empty] | 82.86% | 0.27352
[10 empty] | 82.86% | 0.27352
[10 empty] | 82.87% | 0.27352
[10 empty] | 82.87% | 0.27351
[10 empty] | 82.87% | 0.2735
[10 empty] | 82.87% | 0.27349
[10 empty] | 82.88% | 0.27348
[10 empty] | 82.88% | 0.27348
[10 empty] | 82.88% | 0.27346
[10 empty] | 82.89% | 0.27346
[10 empty] | 82.89% | 0.27344
[10 empty] | 82.89% | 0.27344
[10 empty] | 82.89% | 0.27343
[10 empty] | 82.9% | 0.27343
[10 empty] | 82.9% | 0.27343
[10 empty] | 82.9% | 0.27342
[10 empty] | 82.91% | 0.27342
[10 empty] | 82.91% | 0.27342
[10 empty] | 82.91% | 0.27341
[10 empty] | 82.91% | 0.27341
[10 empty] | 82.92% | 0.2734
[10 empty] | 82.92% | 0.27339
[10 empty] | 82.92% | 0.27336
[10 empty] | 82.93% | 0.27336
[10 empty] | 82.93% | 0.27336
[10 empty] | 82.93% | 0.27335
[10 empty] | 82.93% | 0.27334
[10 empty] | 82.94% | 0.27334
[10 empty] | 82.94% | 0.27334
[10 empty] | 82.94% | 0.27332
[10 empty] | 82.95% | 0.27332
[10 empty] | 82.95% | 0.27332
[10 empty] | 82.95% | 0.2733
[10 empty] | 82.95% | 0.2733
[10 empty] | 82.96% | 0.27329
[10 empty] | 82.96% | 0.27328
[10 empty] | 82.96% | 0.27328
[10 empty] | 82.97% | 0.27328
[10 empty] | 82.97% | 0.27326
[10 empty] | 82.97% | 0.27326
[10 empty] | 82.97% | 0.27325
[10 empty] | 82.98% | 0.27324
[10 empty] | 82.98% | 0.27324
[10 empty] | 82.98% | 0.27322
[10 empty] | 82.99% | 0.27322
[10 empty] | 82.99% | 0.27322
[10 empty] | 82.99% | 0.27322
[10 empty] | 82.99% | 0.27321
[10 empty] | 83% | 0.27321
[10 empty] | 83% | 0.27321
[10 empty] | 83% | 0.2732
[10 empty] | 83.01% | 0.27319
[10 empty] | 83.01% | 0.27319
[10 empty] | 83.01% | 0.27319
[10 empty] | 83.01% | 0.27318
[10 empty] | 83.02% | 0.27318
[10 empty] | 83.02% | 0.27317
[10 empty] | 83.02% | 0.27317
[10 empty] | 83.03% | 0.27316
[10 empty] | 83.03% | 0.27314
[10 empty] | 83.03% | 0.27312
[10 empty] | 83.03% | 0.27312
[10 empty] | 83.04% | 0.27311
[10 empty] | 83.04% | 0.2731
[10 empty] | 83.04% | 0.2731
[10 empty] | 83.05% | 0.27308
[10 empty] | 83.05% | 0.27308
[10 empty] | 83.05% | 0.27308
[10 empty] | 83.05% | 0.27308
[10 empty] | 83.06% | 0.27307
[10 empty] | 83.06% | 0.27307
[10 empty] | 83.06% | 0.27306
[10 empty] | 83.07% | 0.27306
[10 empty] | 83.07% | 0.27305
[10 empty] | 83.07% | 0.27305
[10 empty] | 83.07% | 0.27305
[10 empty] | 83.08% | 0.27304
[10 empty] | 83.08% | 0.27303
[10 empty] | 83.08% | 0.27301
[10 empty] | 83.09% | 0.27301
[10 empty] | 83.09% | 0.27301
[10 empty] | 83.09% | 0.273
[10 empty] | 83.09% | 0.27299
[10 empty] | 83.1% | 0.27299
[10 empty] | 83.1% | 0.27299
[10 empty] | 83.1% | 0.27298
[10 empty] | 83.11% | 0.27298
[10 empty] | 83.11% | 0.27297
[10 empty] | 83.11% | 0.27297
[10 empty] | 83.11% | 0.27296
[10 empty] | 83.12% | 0.27295
[10 empty] | 83.12% | 0.27293
[10 empty] | 83.12% | 0.27293
[10 empty] | 83.13% | 0.27291
[10 empty] | 83.13% | 0.2729
[10 empty] | 83.13% | 0.27289
[10 empty] | 83.13% | 0.27289
[10 empty] | 83.14% | 0.27288
[10 empty] | 83.14% | 0.27287
[10 empty] | 83.14% | 0.27286
[10 empty] | 83.15% | 0.27284
[10 empty] | 83.15% | 0.27284
[10 empty] | 83.15% | 0.27284
[10 empty] | 83.15% | 0.27284
[10 empty] | 83.16% | 0.27283
[10 empty] | 83.16% | 0.27283
[10 empty] | 83.16% | 0.27283
[10 empty] | 83.17% | 0.27282
[10 empty] | 83.17% | 0.27282
[10 empty] | 83.17% | 0.27282
[10 empty] | 83.17% | 0.27281
[10 empty] | 83.18% | 0.2728
[10 empty] | 83.18% | 0.2728
[10 empty] | 83.18% | 0.27279
[10 empty] | 83.19% | 0.27278
[10 empty] | 83.19% | 0.27278
[10 empty] | 83.19% | 0.27278
[10 empty] | 83.19% | 0.27276
[10 empty] | 83.2% | 0.27275
[10 empty] | 83.2% | 0.27274
[10 empty] | 83.2% | 0.27274
[10 empty] | 83.21% | 0.27272
[10 empty] | 83.21% | 0.27272
[10 empty] | 83.21% | 0.27271
[10 empty] | 83.21% | 0.27271
[10 empty] | 83.22% | 0.2727
[10 empty] | 83.22% | 0.27269
[10 empty] | 83.22% | 0.27268
[10 empty] | 83.23% | 0.27268
[10 empty] | 83.23% | 0.27267
[10 empty] | 83.23% | 0.27267
[10 empty] | 83.23% | 0.27266
[10 empty] | 83.24% | 0.27265
[10 empty] | 83.24% | 0.27265
[10 empty] | 83.24% | 0.27264
[10 empty] | 83.25% | 0.27263
[10 empty] | 83.25% | 0.27263
[10 empty] | 83.25% | 0.27262
[10 empty] | 83.25% | 0.27262
[10 empty] | 83.26% | 0.27262
[10 empty] | 83.26% | 0.27262
[10 empty] | 83.26% | 0.27261
[10 empty] | 83.27% | 0.27261
[10 empty] | 83.27% | 0.2726
[10 empty] | 83.27% | 0.2726
[10 empty] | 83.27% | 0.27258
[10 empty] | 83.28% | 0.27257
[10 empty] | 83.28% | 0.27256
[10 empty] | 83.28% | 0.27256
[10 empty] | 83.29% | 0.27256
[10 empty] | 83.29% | 0.27255
[10 empty] | 83.29% | 0.27254
[10 empty] | 83.29% | 0.27253
[10 empty] | 83.3% | 0.27253
[10 empty] | 83.3% | 0.27253
[10 empty] | 83.3% | 0.27253
[10 empty] | 83.31% | 0.27252
[10 empty] | 83.31% | 0.27252
[10 empty] | 83.31% | 0.27252
[10 empty] | 83.31% | 0.27251
[10 empty] | 83.32% | 0.2725
[10 empty] | 83.32% | 0.27249
[10 empty] | 83.32% | 0.27249
[10 empty] | 83.33% | 0.27248
[10 empty] | 83.33% | 0.27248
[10 empty] | 83.33% | 0.27247
[10 empty] | 83.33% | 0.27247
[10 empty] | 83.34% | 0.27245
[10 empty] | 83.34% | 0.27245
[10 empty] | 83.34% | 0.27245
[10 empty] | 83.35% | 0.27244
[10 empty] | 83.35% | 0.27243
[10 empty] | 83.35% | 0.27241
[10 empty] | 83.35% | 0.27241
[10 empty] | 83.36% | 0.27241
[10 empty] | 83.36% | 0.27241
[10 empty] | 83.36% | 0.2724
[10 empty] | 83.37% | 0.27239
[10 empty] | 83.37% | 0.27237
[10 empty] | 83.37% | 0.27235
[10 empty] | 83.37% | 0.27235
[10 empty] | 83.38% | 0.27235
[10 empty] | 83.38% | 0.27234
[10 empty] | 83.38% | 0.27234
[10 empty] | 83.39% | 0.27232
[10 empty] | 83.39% | 0.27231
[10 empty] | 83.39% | 0.27231
[10 empty] | 83.39% | 0.2723
[10 empty] | 83.4% | 0.2723
[10 empty] | 83.4% | 0.27229
[10 empty] | 83.4% | 0.27229
[10 empty] | 83.41% | 0.27228
[10 empty] | 83.41% | 0.27228
[10 empty] | 83.41% | 0.27228
[10 empty] | 83.41% | 0.27227
[10 empty] | 83.42% | 0.27226
[10 empty] | 83.42% | 0.27226
[10 empty] | 83.42% | 0.27223
[10 empty] | 83.43% | 0.27223
[10 empty] | 83.43% | 0.27222
[10 empty] | 83.43% | 0.27221
[10 empty] | 83.43% | 0.27219
[10 empty] | 83.44% | 0.27218
[10 empty] | 83.44% | 0.27218
[10 empty] | 83.44% | 0.27217
[10 empty] | 83.45% | 0.27216
[10 empty] | 83.45% | 0.27216
[10 empty] | 83.45% | 0.27216
[10 empty] | 83.45% | 0.27215
[10 empty] | 83.46% | 0.27215
[10 empty] | 83.46% | 0.27214
[10 empty] | 83.46% | 0.27213
[10 empty] | 83.47% | 0.27212
[10 empty] | 83.47% | 0.27212
[10 empty] | 83.47% | 0.27211
[10 empty] | 83.47% | 0.27211
[10 empty] | 83.48% | 0.2721
[10 empty] | 83.48% | 0.27209
[10 empty] | 83.48% | 0.27209
[10 empty] | 83.49% | 0.27209
[10 empty] | 83.49% | 0.27209
[10 empty] | 83.49% | 0.27209
[10 empty] | 83.49% | 0.27209
[10 empty] | 83.5% | 0.27206
[10 empty] | 83.5% | 0.27205
[10 empty] | 83.5% | 0.27205
[10 empty] | 83.51% | 0.27205
[10 empty] | 83.51% | 0.27203
[10 empty] | 83.51% | 0.27202
[10 empty] | 83.51% | 0.272
[10 empty] | 83.52% | 0.272
[10 empty] | 83.52% | 0.272
[10 empty] | 83.52% | 0.27199
[10 empty] | 83.53% | 0.27199
[10 empty] | 83.53% | 0.27199
[10 empty] | 83.53% | 0.27198
[10 empty] | 83.53% | 0.27198
[10 empty] | 83.54% | 0.27196
[10 empty] | 83.54% | 0.27196
[10 empty] | 83.54% | 0.27195
[10 empty] | 83.55% | 0.27194
[10 empty] | 83.55% | 0.27194
[10 empty] | 83.55% | 0.27193
[10 empty] | 83.55% | 0.27193
[10 empty] | 83.56% | 0.27193
[10 empty] | 83.56% | 0.27193
[10 empty] | 83.56% | 0.27193
[10 empty] | 83.57% | 0.27192
[10 empty] | 83.57% | 0.27192
[10 empty] | 83.57% | 0.27191
[10 empty] | 83.57% | 0.2719
[10 empty] | 83.58% | 0.2719
[10 empty] | 83.58% | 0.27188
[10 empty] | 83.58% | 0.27188
[10 empty] | 83.59% | 0.27187
[10 empty] | 83.59% | 0.27187
[10 empty] | 83.59% | 0.27187
[10 empty] | 83.59% | 0.27187
[10 empty] | 83.6% | 0.27186
[10 empty] | 83.6% | 0.27184
[10 empty] | 83.6% | 0.27182
[10 empty] | 83.61% | 0.27182
[10 empty] | 83.61% | 0.27181
[10 empty] | 83.61% | 0.2718
[10 empty] | 83.61% | 0.2718
[10 empty] | 83.62% | 0.27178
[10 empty] | 83.62% | 0.27178
[10 empty] | 83.62% | 0.27178
[10 empty] | 83.63% | 0.27178
[10 empty] | 83.63% | 0.27177
[10 empty] | 83.63% | 0.27177
[10 empty] | 83.63% | 0.27174
[10 empty] | 83.64% | 0.27174
[10 empty] | 83.64% | 0.27173
[10 empty] | 83.64% | 0.27173
[10 empty] | 83.65% | 0.27172
[10 empty] | 83.65% | 0.27172
[10 empty] | 83.65% | 0.2717
[10 empty] | 83.65% | 0.2717
[10 empty] | 83.66% | 0.27169
[10 empty] | 83.66% | 0.27168
[10 empty] | 83.66% | 0.27166
[10 empty] | 83.67% | 0.27166
[10 empty] | 83.67% | 0.27165
[10 empty] | 83.67% | 0.27164
[10 empty] | 83.67% | 0.27163
[10 empty] | 83.68% | 0.27162
[10 empty] | 83.68% | 0.27162
[10 empty] | 83.68% | 0.27161
[10 empty] | 83.69% | 0.2716
[10 empty] | 83.69% | 0.2716
[10 empty] | 83.69% | 0.2716
[10 empty] | 83.69% | 0.27159
[10 empty] | 83.7% | 0.27159
[10 empty] | 83.7% | 0.27158
[10 empty] | 83.7% | 0.27157
[10 empty] | 83.71% | 0.27156
[10 empty] | 83.71% | 0.27156
[10 empty] | 83.71% | 0.27155
[10 empty] | 83.71% | 0.27155
[10 empty] | 83.72% | 0.27154
[10 empty] | 83.72% | 0.27154
[10 empty] | 83.72% | 0.27153
[10 empty] | 83.73% | 0.27153
[10 empty] | 83.73% | 0.27153
[10 empty] | 83.73% | 0.27153
[10 empty] | 83.73% | 0.27153
[10 empty] | 83.74% | 0.27152
[10 empty] | 83.74% | 0.27152
[10 empty] | 83.74% | 0.2715
[10 empty] | 83.75% | 0.27149
[10 empty] | 83.75% | 0.27149
[10 empty] | 83.75% | 0.27149
[10 empty] | 83.75% | 0.27148
[10 empty] | 83.76% | 0.27147
[10 empty] | 83.76% | 0.27147
[10 empty] | 83.76% | 0.27147
[10 empty] | 83.77% | 0.27147
[10 empty] | 83.77% | 0.27146
[10 empty] | 83.77% | 0.27146
[10 empty] | 83.77% | 0.27145
[10 empty] | 83.78% | 0.27144
[10 empty] | 83.78% | 0.27144
[10 empty] | 83.78% | 0.27143
[10 empty] | 83.79% | 0.27142
[10 empty] | 83.79% | 0.27141
[10 empty] | 83.79% | 0.27141
[10 empty] | 83.79% | 0.2714
[10 empty] | 83.8% | 0.2714
[10 empty] | 83.8% | 0.2714
[10 empty] | 83.8% | 0.27139
[10 empty] | 83.81% | 0.27139
[10 empty] | 83.81% | 0.27139
[10 empty] | 83.81% | 0.27139
[10 empty] | 83.81% | 0.27139
[10 empty] | 83.82% | 0.27138
[10 empty] | 83.82% | 0.27138
[10 empty] | 83.82% | 0.27137
[10 empty] | 83.83% | 0.27137
[10 empty] | 83.83% | 0.27137
[10 empty] | 83.83% | 0.27137
[10 empty] | 83.83% | 0.27136
[10 empty] | 83.84% | 0.27135
[10 empty] | 83.84% | 0.27135
[10 empty] | 83.84% | 0.27134
[10 empty] | 83.85% | 0.27133
[10 empty] | 83.85% | 0.27133
[10 empty] | 83.85% | 0.27133
[10 empty] | 83.85% | 0.27132
[10 empty] | 83.86% | 0.27132
[10 empty] | 83.86% | 0.27131
[10 empty] | 83.86% | 0.27131
[10 empty] | 83.87% | 0.2713
[10 empty] | 83.87% | 0.27129
[10 empty] | 83.87% | 0.27129
[10 empty] | 83.87% | 0.27128
[10 empty] | 83.88% | 0.27126
[10 empty] | 83.88% | 0.27126
[10 empty] | 83.88% | 0.27125
[10 empty] | 83.89% | 0.27124
[10 empty] | 83.89% | 0.27124
[10 empty] | 83.89% | 0.27123
[10 empty] | 83.89% | 0.27123
[10 empty] | 83.9% | 0.27122
[10 empty] | 83.9% | 0.27122
[10 empty] | 83.9% | 0.27121
[10 empty] | 83.91% | 0.27117
[10 empty] | 83.91% | 0.27117
[10 empty] | 83.91% | 0.27116
[10 empty] | 83.91% | 0.27116
[10 empty] | 83.92% | 0.27115
[10 empty] | 83.92% | 0.27115
[10 empty] | 83.92% | 0.27115
[10 empty] | 83.93% | 0.27114
[10 empty] | 83.93% | 0.27114
[10 empty] | 83.93% | 0.27114
[10 empty] | 83.93% | 0.27112
[10 empty] | 83.94% | 0.2711
[10 empty] | 83.94% | 0.27108
[10 empty] | 83.94% | 0.27107
[10 empty] | 83.94% | 0.27106
[10 empty] | 83.95% | 0.27106
[10 empty] | 83.95% | 0.27106
[10 empty] | 83.95% | 0.27105
[10 empty] | 83.96% | 0.27105
[10 empty] | 83.96% | 0.27105
[10 empty] | 83.96% | 0.27103
[10 empty] | 83.96% | 0.27102
[10 empty] | 83.97% | 0.27102
[10 empty] | 83.97% | 0.27101
[10 empty] | 83.97% | 0.27101
[10 empty] | 83.98% | 0.27101
[10 empty] | 83.98% | 0.271
[10 empty] | 83.98% | 0.271
[10 empty] | 83.98% | 0.27099
[10 empty] | 83.99% | 0.27099
[10 empty] | 83.99% | 0.27098
[10 empty] | 83.99% | 0.27098
[10 empty] | 84% | 0.27097
[10 empty] | 84% | 0.27097
[10 empty] | 84% | 0.27097
[10 empty] | 84% | 0.27096
[10 empty] | 84.01% | 0.27096
[10 empty] | 84.01% | 0.27095
[10 empty] | 84.01% | 0.27095
[10 empty] | 84.02% | 0.27095
[10 empty] | 84.02% | 0.27092
[10 empty] | 84.02% | 0.27092
[10 empty] | 84.02% | 0.27092
[10 empty] | 84.03% | 0.27091
[10 empty] | 84.03% | 0.27088
[10 empty] | 84.03% | 0.27087
[10 empty] | 84.04% | 0.27085
[10 empty] | 84.04% | 0.27085
[10 empty] | 84.04% | 0.27085
[10 empty] | 84.04% | 0.27084
[10 empty] | 84.05% | 0.27084
[10 empty] | 84.05% | 0.27083
[10 empty] | 84.05% | 0.27082
[10 empty] | 84.06% | 0.27082
[10 empty] | 84.06% | 0.27081
[10 empty] | 84.06% | 0.27079
[10 empty] | 84.06% | 0.27079
[10 empty] | 84.07% | 0.27078
[10 empty] | 84.07% | 0.27076
[10 empty] | 84.07% | 0.27076
[10 empty] | 84.08% | 0.27075
[10 empty] | 84.08% | 0.27075
[10 empty] | 84.08% | 0.27069
[10 empty] | 84.08% | 0.27069
[10 empty] | 84.09% | 0.27069
[10 empty] | 84.09% | 0.27068
[10 empty] | 84.09% | 0.27066
[10 empty] | 84.1% | 0.27064
[10 empty] | 84.1% | 0.27063
[10 empty] | 84.1% | 0.27062
[10 empty] | 84.1% | 0.27061
[10 empty] | 84.11% | 0.27061
[10 empty] | 84.11% | 0.2706
[10 empty] | 84.11% | 0.2706
[10 empty] | 84.12% | 0.27059
[10 empty] | 84.12% | 0.27059
[10 empty] | 84.12% | 0.27059
[10 empty] | 84.12% | 0.27058
[10 empty] | 84.13% | 0.27058
[10 empty] | 84.13% | 0.27058
[10 empty] | 84.13% | 0.27057
[10 empty] | 84.14% | 0.27057
[10 empty] | 84.14% | 0.27056
[10 empty] | 84.14% | 0.27055
[10 empty] | 84.14% | 0.27055
[10 empty] | 84.15% | 0.27054
[10 empty] | 84.15% | 0.27054
[10 empty] | 84.15% | 0.27054
[10 empty] | 84.16% | 0.27053
[10 empty] | 84.16% | 0.27053
[10 empty] | 84.16% | 0.27053
[10 empty] | 84.16% | 0.27052
[10 empty] | 84.17% | 0.27052
[10 empty] | 84.17% | 0.2705
[10 empty] | 84.17% | 0.27049
[10 empty] | 84.18% | 0.27049
[10 empty] | 84.18% | 0.27048
[10 empty] | 84.18% | 0.27048
[10 empty] | 84.18% | 0.27047
[10 empty] | 84.19% | 0.27047
[10 empty] | 84.19% | 0.27047
[10 empty] | 84.19% | 0.27046
[10 empty] | 84.2% | 0.27046
[10 empty] | 84.2% | 0.27045
[10 empty] | 84.2% | 0.27045
[10 empty] | 84.2% | 0.27044
[10 empty] | 84.21% | 0.27044
[10 empty] | 84.21% | 0.27044
[10 empty] | 84.21% | 0.27043
[10 empty] | 84.22% | 0.27042
[10 empty] | 84.22% | 0.27041
[10 empty] | 84.22% | 0.2704
[10 empty] | 84.22% | 0.2704
[10 empty] | 84.23% | 0.2704
[10 empty] | 84.23% | 0.27039
[10 empty] | 84.23% | 0.27039
[10 empty] | 84.24% | 0.27038
[10 empty] | 84.24% | 0.27036
[10 empty] | 84.24% | 0.27036
[10 empty] | 84.24% | 0.27034
[10 empty] | 84.25% | 0.27033
[10 empty] | 84.25% | 0.27033
[10 empty] | 84.25% | 0.27033
[10 empty] | 84.26% | 0.27033
[10 empty] | 84.26% | 0.27032
[10 empty] | 84.26% | 0.27031
[10 empty] | 84.26% | 0.27031
[10 empty] | 84.27% | 0.2703
[10 empty] | 84.27% | 0.2703
[10 empty] | 84.27% | 0.27028
[10 empty] | 84.28% | 0.27028
[10 empty] | 84.28% | 0.27026
[10 empty] | 84.28% | 0.27024
[10 empty] | 84.28% | 0.27024
[10 empty] | 84.29% | 0.27021
[10 empty] | 84.29% | 0.27021
[10 empty] | 84.29% | 0.2702
[10 empty] | 84.3% | 0.2702
[10 empty] | 84.3% | 0.2702
[10 empty] | 84.3% | 0.27019
[10 empty] | 84.3% | 0.27017
[10 empty] | 84.31% | 0.27017
[10 empty] | 84.31% | 0.27016
[10 empty] | 84.31% | 0.27015
[10 empty] | 84.32% | 0.27014
[10 empty] | 84.32% | 0.27014
[10 empty] | 84.32% | 0.27013
[10 empty] | 84.32% | 0.27013
[10 empty] | 84.33% | 0.27013
[10 empty] | 84.33% | 0.27012
[10 empty] | 84.33% | 0.27012
[10 empty] | 84.34% | 0.27012
[10 empty] | 84.34% | 0.27011
[10 empty] | 84.34% | 0.27011
[10 empty] | 84.34% | 0.27011
[10 empty] | 84.35% | 0.27011
[10 empty] | 84.35% | 0.2701
[10 empty] | 84.35% | 0.2701
[10 empty] | 84.36% | 0.2701
[10 empty] | 84.36% | 0.27009
[10 empty] | 84.36% | 0.27009
[10 empty] | 84.36% | 0.27009
[10 empty] | 84.37% | 0.27008
[10 empty] | 84.37% | 0.27008
[10 empty] | 84.37% | 0.27008
[10 empty] | 84.38% | 0.27008
[10 empty] | 84.38% | 0.27006
[10 empty] | 84.38% | 0.27006
[10 empty] | 84.38% | 0.27006
[10 empty] | 84.39% | 0.27006
[10 empty] | 84.39% | 0.27005
[10 empty] | 84.39% | 0.27003
[10 empty] | 84.4% | 0.27003
[10 empty] | 84.4% | 0.27002
[10 empty] | 84.4% | 0.27002
[10 empty] | 84.4% | 0.27002
[10 empty] | 84.41% | 0.27002
[10 empty] | 84.41% | 0.27
[10 empty] | 84.41% | 0.27
[10 empty] | 84.42% | 0.26999
[10 empty] | 84.42% | 0.26999
[10 empty] | 84.42% | 0.26999
[10 empty] | 84.42% | 0.26998
[10 empty] | 84.43% | 0.26997
[10 empty] | 84.43% | 0.26996
[10 empty] | 84.43% | 0.26996
[10 empty] | 84.44% | 0.26995
[10 empty] | 84.44% | 0.26994
[10 empty] | 84.44% | 0.26994
[10 empty] | 84.44% | 0.26994
[10 empty] | 84.45% | 0.26994
[10 empty] | 84.45% | 0.26993
[10 empty] | 84.45% | 0.26992
[10 empty] | 84.46% | 0.26991
[10 empty] | 84.46% | 0.26989
[10 empty] | 84.46% | 0.26986
[10 empty] | 84.46% | 0.26982
[10 empty] | 84.47% | 0.26982
[10 empty] | 84.47% | 0.26979
[10 empty] | 84.47% | 0.26977
[10 empty] | 84.48% | 0.26977
[10 empty] | 84.48% | 0.26975
[10 empty] | 84.48% | 0.26974
[10 empty] | 84.48% | 0.26973
[10 empty] | 84.49% | 0.26973
[10 empty] | 84.49% | 0.26972
[10 empty] | 84.49% | 0.26972
[10 empty] | 84.5% | 0.26972
[10 empty] | 84.5% | 0.26971
[10 empty] | 84.5% | 0.26971
[10 empty] | 84.5% | 0.26971
[10 empty] | 84.51% | 0.2697
[10 empty] | 84.51% | 0.26969
[10 empty] | 84.51% | 0.26968
[10 empty] | 84.52% | 0.26967
[10 empty] | 84.52% | 0.26966
[10 empty] | 84.52% | 0.26966
[10 empty] | 84.52% | 0.26966
[10 empty] | 84.53% | 0.26963
[10 empty] | 84.53% | 0.26963
[10 empty] | 84.53% | 0.26963
[10 empty] | 84.54% | 0.26962
[10 empty] | 84.54% | 0.26961
[10 empty] | 84.54% | 0.26961
[10 empty] | 84.54% | 0.2696
[10 empty] | 84.55% | 0.2696
[10 empty] | 84.55% | 0.26958
[10 empty] | 84.55% | 0.26957
[10 empty] | 84.56% | 0.26957
[10 empty] | 84.56% | 0.26957
[10 empty] | 84.56% | 0.26956
[10 empty] | 84.56% | 0.26955
[10 empty] | 84.57% | 0.26955
[10 empty] | 84.57% | 0.26953
[10 empty] | 84.57% | 0.26953
[10 empty] | 84.58% | 0.26952
[10 empty] | 84.58% | 0.26952
[10 empty] | 84.58% | 0.2695
[10 empty] | 84.58% | 0.2695
[10 empty] | 84.59% | 0.26949
[10 empty] | 84.59% | 0.26947
[10 empty] | 84.59% | 0.26945
[10 empty] | 84.6% | 0.26944
[10 empty] | 84.6% | 0.26944
[10 empty] | 84.6% | 0.26944
[10 empty] | 84.6% | 0.26943
[10 empty] | 84.61% | 0.26942
[10 empty] | 84.61% | 0.26941
[10 empty] | 84.61% | 0.2694
[10 empty] | 84.62% | 0.2694
[10 empty] | 84.62% | 0.2694
[10 empty] | 84.62% | 0.26938
[10 empty] | 84.62% | 0.26938
[10 empty] | 84.63% | 0.26937
[10 empty] | 84.63% | 0.26937
[10 empty] | 84.63% | 0.26937
[10 empty] | 84.64% | 0.26936
[10 empty] | 84.64% | 0.26935
[10 empty] | 84.64% | 0.26935
[10 empty] | 84.64% | 0.26933
[10 empty] | 84.65% | 0.26933
[10 empty] | 84.65% | 0.2693
[10 empty] | 84.65% | 0.2693
[10 empty] | 84.66% | 0.2693
[10 empty] | 84.66% | 0.2693
[10 empty] | 84.66% | 0.26929
[10 empty] | 84.66% | 0.26929
[10 empty] | 84.67% | 0.26928
[10 empty] | 84.67% | 0.26927
[10 empty] | 84.67% | 0.26927
[10 empty] | 84.68% | 0.26926
[10 empty] | 84.68% | 0.26925
[10 empty] | 84.68% | 0.26925
[10 empty] | 84.68% | 0.26925
[10 empty] | 84.69% | 0.26924
[10 empty] | 84.69% | 0.26923
[10 empty] | 84.69% | 0.26923
[10 empty] | 84.7% | 0.26923
[10 empty] | 84.7% | 0.26923
[10 empty] | 84.7% | 0.26923
[10 empty] | 84.7% | 0.26922
[10 empty] | 84.71% | 0.26921
[10 empty] | 84.71% | 0.26921
[10 empty] | 84.71% | 0.26919
[10 empty] | 84.72% | 0.26918
[10 empty] | 84.72% | 0.26916
[10 empty] | 84.72% | 0.26916
[10 empty] | 84.72% | 0.26915
[10 empty] | 84.73% | 0.26914
[10 empty] | 84.73% | 0.26913
[10 empty] | 84.73% | 0.26913
[10 empty] | 84.74% | 0.26913
[10 empty] | 84.74% | 0.26912
[10 empty] | 84.74% | 0.26912
[10 empty] | 84.74% | 0.26911
[10 empty] | 84.75% | 0.26909
[10 empty] | 84.75% | 0.26908
[10 empty] | 84.75% | 0.26908
[10 empty] | 84.76% | 0.26908
[10 empty] | 84.76% | 0.26908
[10 empty] | 84.76% | 0.26907
[10 empty] | 84.76% | 0.26907
[10 empty] | 84.77% | 0.26907
[10 empty] | 84.77% | 0.26906
[10 empty] | 84.77% | 0.26906
[10 empty] | 84.78% | 0.26903
[10 empty] | 84.78% | 0.26903
[10 empty] | 84.78% | 0.26902
[10 empty] | 84.78% | 0.26901
[10 empty] | 84.79% | 0.26899
[10 empty] | 84.79% | 0.26898
[10 empty] | 84.79% | 0.26897
[10 empty] | 84.8% | 0.26897
[10 empty] | 84.8% | 0.26895
[10 empty] | 84.8% | 0.26894
[10 empty] | 84.8% | 0.26894
[10 empty] | 84.81% | 0.26892
[10 empty] | 84.81% | 0.26892
[10 empty] | 84.81% | 0.26891
[10 empty] | 84.82% | 0.26891
[10 empty] | 84.82% | 0.26891
[10 empty] | 84.82% | 0.2689
[10 empty] | 84.82% | 0.2689
[10 empty] | 84.83% | 0.26889
[10 empty] | 84.83% | 0.26889
[10 empty] | 84.83% | 0.26889
[10 empty] | 84.84% | 0.26888
[10 empty] | 84.84% | 0.26888
[10 empty] | 84.84% | 0.26887
[10 empty] | 84.84% | 0.26887
[10 empty] | 84.85% | 0.26886
[10 empty] | 84.85% | 0.26885
[10 empty] | 84.85% | 0.26885
[10 empty] | 84.86% | 0.26883
[10 empty] | 84.86% | 0.26881
[10 empty] | 84.86% | 0.2688
[10 empty] | 84.86% | 0.26879
[10 empty] | 84.87% | 0.26878
[10 empty] | 84.87% | 0.26877
[10 empty] | 84.87% | 0.26877
[10 empty] | 84.88% | 0.26876
[10 empty] | 84.88% | 0.26876
[10 empty] | 84.88% | 0.26876
[10 empty] | 84.88% | 0.26875
[10 empty] | 84.89% | 0.26874
[10 empty] | 84.89% | 0.26874
[10 empty] | 84.89% | 0.26874
[10 empty] | 84.9% | 0.26873
[10 empty] | 84.9% | 0.26872
[10 empty] | 84.9% | 0.26871
[10 empty] | 84.9% | 0.26871
[10 empty] | 84.91% | 0.2687
[10 empty] | 84.91% | 0.2687
[10 empty] | 84.91% | 0.26869
[10 empty] | 84.92% | 0.26869
[10 empty] | 84.92% | 0.26869
[10 empty] | 84.92% | 0.26868
[10 empty] | 84.92% | 0.26867
[10 empty] | 84.93% | 0.26867
[10 empty] | 84.93% | 0.26865
[10 empty] | 84.93% | 0.26865
[10 empty] | 84.94% | 0.26864
[10 empty] | 84.94% | 0.26862
[10 empty] | 84.94% | 0.26862
[10 empty] | 84.94% | 0.26861
[10 empty] | 84.95% | 0.26861
[10 empty] | 84.95% | 0.2686
[10 empty] | 84.95% | 0.2686
[10 empty] | 84.96% | 0.26858
[10 empty] | 84.96% | 0.26858
[10 empty] | 84.96% | 0.26857
[10 empty] | 84.96% | 0.26857
[10 empty] | 84.97% | 0.26856
[10 empty] | 84.97% | 0.26854
[10 empty] | 84.97% | 0.26854
[10 empty] | 84.98% | 0.26853
[10 empty] | 84.98% | 0.26851
[10 empty] | 84.98% | 0.2685
[10 empty] | 84.98% | 0.2685
[10 empty] | 84.99% | 0.2685
[10 empty] | 84.99% | 0.26849
[10 empty] | 84.99% | 0.26848
[10 empty] | 85% | 0.26847
[10 empty] | 85% | 0.26847
[10 empty] | 85% | 0.26847
[10 empty] | 85% | 0.26846
[10 empty] | 85.01% | 0.26846
[10 empty] | 85.01% | 0.26845
[10 empty] | 85.01% | 0.26845
[10 empty] | 85.02% | 0.26844
[10 empty] | 85.02% | 0.26844
[10 empty] | 85.02% | 0.26844
[10 empty] | 85.02% | 0.26843
[10 empty] | 85.03% | 0.26842
[10 empty] | 85.03% | 0.26841
[10 empty] | 85.03% | 0.26841
[10 empty] | 85.04% | 0.2684
[10 empty] | 85.04% | 0.26838
[10 empty] | 85.04% | 0.26838
[10 empty] | 85.04% | 0.26837
[10 empty] | 85.05% | 0.26837
[10 empty] | 85.05% | 0.26835
[10 empty] | 85.05% | 0.26835
[10 empty] | 85.06% | 0.26834
[10 empty] | 85.06% | 0.26834
[10 empty] | 85.06% | 0.26834
[10 empty] | 85.06% | 0.26833
[10 empty] | 85.07% | 0.26832
[10 empty] | 85.07% | 0.26832
[10 empty] | 85.07% | 0.26832
[10 empty] | 85.08% | 0.2683
[10 empty] | 85.08% | 0.2683
[10 empty] | 85.08% | 0.26828
[10 empty] | 85.08% | 0.26828
[10 empty] | 85.09% | 0.26827
[10 empty] | 85.09% | 0.26826
[10 empty] | 85.09% | 0.26823
[10 empty] | 85.1% | 0.26823
[10 empty] | 85.1% | 0.26822
[10 empty] | 85.1% | 0.26822
[10 empty] | 85.1% | 0.26821
[10 empty] | 85.11% | 0.2682
[10 empty] | 85.11% | 0.2682
[10 empty] | 85.11% | 0.26819
[10 empty] | 85.12% | 0.26819
[10 empty] | 85.12% | 0.26818
[10 empty] | 85.12% | 0.26817
[10 empty] | 85.12% | 0.26817
[10 empty] | 85.13% | 0.26816
[10 empty] | 85.13% | 0.26816
[10 empty] | 85.13% | 0.26816
[10 empty] | 85.13% | 0.26815
[10 empty] | 85.14% | 0.26814
[10 empty] | 85.14% | 0.26814
[10 empty] | 85.14% | 0.26813
[10 empty] | 85.15% | 0.26812
[10 empty] | 85.15% | 0.26811
[10 empty] | 85.15% | 0.2681
[10 empty] | 85.15% | 0.26809
[10 empty] | 85.16% | 0.26809
[10 empty] | 85.16% | 0.26808
[10 empty] | 85.16% | 0.26808
[10 empty] | 85.17% | 0.26808
[10 empty] | 85.17% | 0.26807
[10 empty] | 85.17% | 0.26806
[10 empty] | 85.17% | 0.26806
[10 empty] | 85.18% | 0.26805
[10 empty] | 85.18% | 0.26805
[10 empty] | 85.18% | 0.26805
[10 empty] | 85.19% | 0.26804
[10 empty] | 85.19% | 0.26803
[10 empty] | 85.19% | 0.26803
[10 empty] | 85.19% | 0.26803
[10 empty] | 85.2% | 0.26802
[10 empty] | 85.2% | 0.26802
[10 empty] | 85.2% | 0.26801
[10 empty] | 85.21% | 0.268
[10 empty] | 85.21% | 0.268
[10 empty] | 85.21% | 0.26799
[10 empty] | 85.21% | 0.26798
[10 empty] | 85.22% | 0.26798
[10 empty] | 85.22% | 0.26797
[10 empty] | 85.22% | 0.26797
[10 empty] | 85.23% | 0.26796
[10 empty] | 85.23% | 0.26796
[10 empty] | 85.23% | 0.26796
[10 empty] | 85.23% | 0.26795
[10 empty] | 85.24% | 0.26795
[10 empty] | 85.24% | 0.26795
[10 empty] | 85.24% | 0.26792
[10 empty] | 85.25% | 0.26791
[10 empty] | 85.25% | 0.26791
[10 empty] | 85.25% | 0.2679
[10 empty] | 85.25% | 0.26788
[10 empty] | 85.26% | 0.26787
[10 empty] | 85.26% | 0.26786
[10 empty] | 85.26% | 0.26786
[10 empty] | 85.27% | 0.26785
[10 empty] | 85.27% | 0.26784
[10 empty] | 85.27% | 0.26783
[10 empty] | 85.27% | 0.26783
[10 empty] | 85.28% | 0.26782
[10 empty] | 85.28% | 0.26781
[10 empty] | 85.28% | 0.26781
[10 empty] | 85.29% | 0.26779
[10 empty] | 85.29% | 0.26778
[10 empty] | 85.29% | 0.26778
[10 empty] | 85.29% | 0.26776
[10 empty] | 85.3% | 0.26776
[10 empty] | 85.3% | 0.26775
[10 empty] | 85.3% | 0.26774
[10 empty] | 85.31% | 0.26774
[10 empty] | 85.31% | 0.26771
[10 empty] | 85.31% | 0.26771
[10 empty] | 85.31% | 0.26771
[10 empty] | 85.32% | 0.26771
[10 empty] | 85.32% | 0.2677
[10 empty] | 85.32% | 0.2677
[10 empty] | 85.33% | 0.26769
[10 empty] | 85.33% | 0.26769
[10 empty] | 85.33% | 0.26769
[10 empty] | 85.33% | 0.26768
[10 empty] | 85.34% | 0.26767
[10 empty] | 85.34% | 0.26767
[10 empty] | 85.34% | 0.26767
[10 empty] | 85.35% | 0.26766
[10 empty] | 85.35% | 0.26766
[10 empty] | 85.35% | 0.26766
[10 empty] | 85.35% | 0.26766
[10 empty] | 85.36% | 0.26765
[10 empty] | 85.36% | 0.26765
[10 empty] | 85.36% | 0.26764
[10 empty] | 85.37% | 0.26764
[10 empty] | 85.37% | 0.26763
[10 empty] | 85.37% | 0.26762
[10 empty] | 85.37% | 0.26762
[10 empty] | 85.38% | 0.26762
[10 empty] | 85.38% | 0.26762
[10 empty] | 85.38% | 0.26762
[10 empty] | 85.39% | 0.26761
[10 empty] | 85.39% | 0.2676
[10 empty] | 85.39% | 0.26759
[10 empty] | 85.39% | 0.26758
[10 empty] | 85.4% | 0.26758
[10 empty] | 85.4% | 0.26758
[10 empty] | 85.4% | 0.26757
[10 empty] | 85.41% | 0.26757
[10 empty] | 85.41% | 0.26757
[10 empty] | 85.41% | 0.26755
[10 empty] | 85.41% | 0.26754
[10 empty] | 85.42% | 0.26751
[10 empty] | 85.42% | 0.26749
[10 empty] | 85.42% | 0.26748
[10 empty] | 85.43% | 0.26747
[10 empty] | 85.43% | 0.26747
[10 empty] | 85.43% | 0.26746
[10 empty] | 85.43% | 0.26746
[10 empty] | 85.44% | 0.26746
[10 empty] | 85.44% | 0.26744
[10 empty] | 85.44% | 0.26744
[10 empty] | 85.45% | 0.26744
[10 empty] | 85.45% | 0.26744
[10 empty] | 85.45% | 0.26743
[10 empty] | 85.45% | 0.26742
[10 empty] | 85.46% | 0.26742
[10 empty] | 85.46% | 0.26741
[10 empty] | 85.46% | 0.26738
[10 empty] | 85.47% | 0.26738
[10 empty] | 85.47% | 0.26737
[10 empty] | 85.47% | 0.26737
[10 empty] | 85.47% | 0.26737
[10 empty] | 85.48% | 0.26736
[10 empty] | 85.48% | 0.26736
[10 empty] | 85.48% | 0.2673
[10 empty] | 85.49% | 0.26728
[10 empty] | 85.49% | 0.26728
[10 empty] | 85.49% | 0.26728
[10 empty] | 85.49% | 0.26727
[10 empty] | 85.5% | 0.26727
[10 empty] | 85.5% | 0.26726
[10 empty] | 85.5% | 0.26726
[10 empty] | 85.51% | 0.26726
[10 empty] | 85.51% | 0.26723
[10 empty] | 85.51% | 0.26723
[10 empty] | 85.51% | 0.26723
[10 empty] | 85.52% | 0.26723
[10 empty] | 85.52% | 0.26722
[10 empty] | 85.52% | 0.26721
[10 empty] | 85.53% | 0.26719
[10 empty] | 85.53% | 0.26717
[10 empty] | 85.53% | 0.26717
[10 empty] | 85.53% | 0.26716
[10 empty] | 85.54% | 0.26715
[10 empty] | 85.54% | 0.26714
[10 empty] | 85.54% | 0.26714
[10 empty] | 85.55% | 0.26712
[10 empty] | 85.55% | 0.26712
[10 empty] | 85.55% | 0.26712
[10 empty] | 85.55% | 0.26711
[10 empty] | 85.56% | 0.26711
[10 empty] | 85.56% | 0.26711
[10 empty] | 85.56% | 0.26711
[10 empty] | 85.57% | 0.26711
[10 empty] | 85.57% | 0.2671
[10 empty] | 85.57% | 0.26709
[10 empty] | 85.57% | 0.26709
[10 empty] | 85.58% | 0.26708
[10 empty] | 85.58% | 0.26708
[10 empty] | 85.58% | 0.26708
[10 empty] | 85.59% | 0.26707
[10 empty] | 85.59% | 0.26705
[10 empty] | 85.59% | 0.26703
[10 empty] | 85.59% | 0.26702
[10 empty] | 85.6% | 0.267
[10 empty] | 85.6% | 0.267
[10 empty] | 85.6% | 0.26699
[10 empty] | 85.61% | 0.26698
[10 empty] | 85.61% | 0.26696
[10 empty] | 85.61% | 0.26694
[10 empty] | 85.61% | 0.26694
[10 empty] | 85.62% | 0.26693
[10 empty] | 85.62% | 0.26692
[10 empty] | 85.62% | 0.26691
[10 empty] | 85.63% | 0.26691
[10 empty] | 85.63% | 0.26691
[10 empty] | 85.63% | 0.26691
[10 empty] | 85.63% | 0.2669
[10 empty] | 85.64% | 0.26689
[10 empty] | 85.64% | 0.26688
[10 empty] | 85.64% | 0.26687
[10 empty] | 85.65% | 0.26685
[10 empty] | 85.65% | 0.26684
[10 empty] | 85.65% | 0.26684
[10 empty] | 85.65% | 0.26684
[10 empty] | 85.66% | 0.26682
[10 empty] | 85.66% | 0.26682
[10 empty] | 85.66% | 0.26681
[10 empty] | 85.67% | 0.26681
[10 empty] | 85.67% | 0.2668
[10 empty] | 85.67% | 0.2668
[10 empty] | 85.67% | 0.26679
[10 empty] | 85.68% | 0.26679
[10 empty] | 85.68% | 0.26678
[10 empty] | 85.68% | 0.26678
[10 empty] | 85.69% | 0.26678
[10 empty] | 85.69% | 0.26678
[10 empty] | 85.69% | 0.26678
[10 empty] | 85.69% | 0.26677
[10 empty] | 85.7% | 0.26677
[10 empty] | 85.7% | 0.26677
[10 empty] | 85.7% | 0.26676
[10 empty] | 85.71% | 0.26676
[10 empty] | 85.71% | 0.26676
[10 empty] | 85.71% | 0.26675
[10 empty] | 85.71% | 0.26674
[10 empty] | 85.72% | 0.26674
[10 empty] | 85.72% | 0.26673
[10 empty] | 85.72% | 0.26671
[10 empty] | 85.73% | 0.26671
[10 empty] | 85.73% | 0.2667
[10 empty] | 85.73% | 0.2667
[10 empty] | 85.73% | 0.26669
[10 empty] | 85.74% | 0.26669
[10 empty] | 85.74% | 0.26669
[10 empty] | 85.74% | 0.26668
[10 empty] | 85.75% | 0.26668
[10 empty] | 85.75% | 0.26667
[10 empty] | 85.75% | 0.26667
[10 empty] | 85.75% | 0.26667
[10 empty] | 85.76% | 0.26667
[10 empty] | 85.76% | 0.26665
[10 empty] | 85.76% | 0.26665
[10 empty] | 85.77% | 0.26665
[10 empty] | 85.77% | 0.26665
[10 empty] | 85.77% | 0.26664
[10 empty] | 85.77% | 0.26664
[10 empty] | 85.78% | 0.26663
[10 empty] | 85.78% | 0.26663
[10 empty] | 85.78% | 0.26663
[10 empty] | 85.79% | 0.26662
[10 empty] | 85.79% | 0.26662
[10 empty] | 85.79% | 0.26661
[10 empty] | 85.79% | 0.26661
[10 empty] | 85.8% | 0.26659
[10 empty] | 85.8% | 0.26659
[10 empty] | 85.8% | 0.26658
[10 empty] | 85.81% | 0.26658
[10 empty] | 85.81% | 0.26657
[10 empty] | 85.81% | 0.26657
[10 empty] | 85.81% | 0.26656
[10 empty] | 85.82% | 0.26655
[10 empty] | 85.82% | 0.26654
[10 empty] | 85.82% | 0.26653
[10 empty] | 85.83% | 0.26653
[10 empty] | 85.83% | 0.26652
[10 empty] | 85.83% | 0.2665
[10 empty] | 85.83% | 0.2665
[10 empty] | 85.84% | 0.26649
[10 empty] | 85.84% | 0.26649
[10 empty] | 85.84% | 0.26649
[10 empty] | 85.85% | 0.26648
[10 empty] | 85.85% | 0.26648
[10 empty] | 85.85% | 0.26647
[10 empty] | 85.85% | 0.26647
[10 empty] | 85.86% | 0.26645
[10 empty] | 85.86% | 0.26645
[10 empty] | 85.86% | 0.26645
[10 empty] | 85.87% | 0.26645
[10 empty] | 85.87% | 0.26644
[10 empty] | 85.87% | 0.26644
[10 empty] | 85.87% | 0.26644
[10 empty] | 85.88% | 0.26643
[10 empty] | 85.88% | 0.26643
[10 empty] | 85.88% | 0.26641
[10 empty] | 85.89% | 0.26641
[10 empty] | 85.89% | 0.2664
[10 empty] | 85.89% | 0.2664
[10 empty] | 85.89% | 0.2664
[10 empty] | 85.9% | 0.2664
[10 empty] | 85.9% | 0.2664
[10 empty] | 85.9% | 0.26639
[10 empty] | 85.91% | 0.26639
[10 empty] | 85.91% | 0.26639
[10 empty] | 85.91% | 0.26638
[10 empty] | 85.91% | 0.26638
[10 empty] | 85.92% | 0.26638
[10 empty] | 85.92% | 0.26635
[10 empty] | 85.92% | 0.26635
[10 empty] | 85.93% | 0.26635
[10 empty] | 85.93% | 0.26634
[10 empty] | 85.93% | 0.26634
[10 empty] | 85.93% | 0.26634
[10 empty] | 85.94% | 0.26633
[10 empty] | 85.94% | 0.26633
[10 empty] | 85.94% | 0.26633
[10 empty] | 85.95% | 0.26632
[10 empty] | 85.95% | 0.2663
[10 empty] | 85.95% | 0.2663
[10 empty] | 85.95% | 0.26629
[10 empty] | 85.96% | 0.26629
[10 empty] | 85.96% | 0.26628
[10 empty] | 85.96% | 0.26628
[10 empty] | 85.97% | 0.26628
[10 empty] | 85.97% | 0.26628
[10 empty] | 85.97% | 0.26627
[10 empty] | 85.97% | 0.26627
[10 empty] | 85.98% | 0.26627
[10 empty] | 85.98% | 0.26625
[10 empty] | 85.98% | 0.26624
[10 empty] | 85.99% | 0.26624
[10 empty] | 85.99% | 0.26624
[10 empty] | 85.99% | 0.26623
[10 empty] | 85.99% | 0.26623
[10 empty] | 86% | 0.26619
[10 empty] | 86% | 0.26618
[10 empty] | 86% | 0.26616
[10 empty] | 86.01% | 0.26616
[10 empty] | 86.01% | 0.26615
[10 empty] | 86.01% | 0.26615
[10 empty] | 86.01% | 0.26615
[10 empty] | 86.02% | 0.26614
[10 empty] | 86.02% | 0.26614
[10 empty] | 86.02% | 0.26613
[10 empty] | 86.03% | 0.26613
[10 empty] | 86.03% | 0.26612
[10 empty] | 86.03% | 0.26612
[10 empty] | 86.03% | 0.26612
[10 empty] | 86.04% | 0.26612
[10 empty] | 86.04% | 0.26612
[10 empty] | 86.04% | 0.26611
[10 empty] | 86.05% | 0.2661
[10 empty] | 86.05% | 0.2661
[10 empty] | 86.05% | 0.26608
[10 empty] | 86.05% | 0.26607
[10 empty] | 86.06% | 0.26607
[10 empty] | 86.06% | 0.26606
[10 empty] | 86.06% | 0.26605
[10 empty] | 86.07% | 0.26603
[10 empty] | 86.07% | 0.26603
[10 empty] | 86.07% | 0.26603
[10 empty] | 86.07% | 0.26601
[10 empty] | 86.08% | 0.266
[10 empty] | 86.08% | 0.266
[10 empty] | 86.08% | 0.266
[10 empty] | 86.09% | 0.26599
[10 empty] | 86.09% | 0.26598
[10 empty] | 86.09% | 0.26597
[10 empty] | 86.09% | 0.26596
[10 empty] | 86.1% | 0.26596
[10 empty] | 86.1% | 0.26596
[10 empty] | 86.1% | 0.26595
[10 empty] | 86.11% | 0.26595
[10 empty] | 86.11% | 0.26595
[10 empty] | 86.11% | 0.26594
[10 empty] | 86.11% | 0.26593
[10 empty] | 86.12% | 0.26593
[10 empty] | 86.12% | 0.26593
[10 empty] | 86.12% | 0.26593
[10 empty] | 86.13% | 0.26592
[10 empty] | 86.13% | 0.26586
[10 empty] | 86.13% | 0.26585
[10 empty] | 86.13% | 0.26585
[10 empty] | 86.14% | 0.26584
[10 empty] | 86.14% | 0.26583
[10 empty] | 86.14% | 0.26582
[10 empty] | 86.15% | 0.2658
[10 empty] | 86.15% | 0.2658
[10 empty] | 86.15% | 0.2658
[10 empty] | 86.15% | 0.26579
[10 empty] | 86.16% | 0.26578
[10 empty] | 86.16% | 0.26578
[10 empty] | 86.16% | 0.26578
[10 empty] | 86.17% | 0.26577
[10 empty] | 86.17% | 0.26577
[10 empty] | 86.17% | 0.26577
[10 empty] | 86.17% | 0.26577
[10 empty] | 86.18% | 0.26577
[10 empty] | 86.18% | 0.26576
[10 empty] | 86.18% | 0.26575
[10 empty] | 86.19% | 0.26575
[10 empty] | 86.19% | 0.26574
[10 empty] | 86.19% | 0.26574
[10 empty] | 86.19% | 0.26574
[10 empty] | 86.2% | 0.26573
[10 empty] | 86.2% | 0.26572
[10 empty] | 86.2% | 0.26572
[10 empty] | 86.21% | 0.26572
[10 empty] | 86.21% | 0.26571
[10 empty] | 86.21% | 0.26571
[10 empty] | 86.21% | 0.2657
[10 empty] | 86.22% | 0.2657
[10 empty] | 86.22% | 0.2657
[10 empty] | 86.22% | 0.26569
[10 empty] | 86.23% | 0.26569
[10 empty] | 86.23% | 0.26568
[10 empty] | 86.23% | 0.26568
[10 empty] | 86.23% | 0.26567
[10 empty] | 86.24% | 0.26566
[10 empty] | 86.24% | 0.26566
[10 empty] | 86.24% | 0.26563
[10 empty] | 86.25% | 0.26561
[10 empty] | 86.25% | 0.2656
[10 empty] | 86.25% | 0.2656
[10 empty] | 86.25% | 0.2656
[10 empty] | 86.26% | 0.26558
[10 empty] | 86.26% | 0.26558
[10 empty] | 86.26% | 0.26558
[10 empty] | 86.27% | 0.26557
[10 empty] | 86.27% | 0.26556
[10 empty] | 86.27% | 0.26555
[10 empty] | 86.27% | 0.26555
[10 empty] | 86.28% | 0.26554
[10 empty] | 86.28% | 0.26554
[10 empty] | 86.28% | 0.26553
[10 empty] | 86.29% | 0.26553
[10 empty] | 86.29% | 0.26553
[10 empty] | 86.29% | 0.26551
[10 empty] | 86.29% | 0.26549
[10 empty] | 86.3% | 0.26549
[10 empty] | 86.3% | 0.26547
[10 empty] | 86.3% | 0.26547
[10 empty] | 86.31% | 0.26546
[10 empty] | 86.31% | 0.26544
[10 empty] | 86.31% | 0.26543
[10 empty] | 86.31% | 0.26543
[10 empty] | 86.32% | 0.26542
[10 empty] | 86.32% | 0.26539
[10 empty] | 86.32% | 0.26537
[10 empty] | 86.32% | 0.26537
[10 empty] | 86.33% | 0.26537
[10 empty] | 86.33% | 0.26535
[10 empty] | 86.33% | 0.26535
[10 empty] | 86.34% | 0.26535
[10 empty] | 86.34% | 0.26535
[10 empty] | 86.34% | 0.26534
[10 empty] | 86.34% | 0.26534
[10 empty] | 86.35% | 0.26534
[10 empty] | 86.35% | 0.26531
[10 empty] | 86.35% | 0.2653
[10 empty] | 86.36% | 0.2653
[10 empty] | 86.36% | 0.2653
[10 empty] | 86.36% | 0.2653
[10 empty] | 86.36% | 0.2653
[10 empty] | 86.37% | 0.26529
[10 empty] | 86.37% | 0.26529
[10 empty] | 86.37% | 0.26528
[10 empty] | 86.38% | 0.26527
[10 empty] | 86.38% | 0.26525
[10 empty] | 86.38% | 0.26524
[10 empty] | 86.38% | 0.26524
[10 empty] | 86.39% | 0.26523
[10 empty] | 86.39% | 0.26523
[10 empty] | 86.39% | 0.26523
[10 empty] | 86.4% | 0.26522
[10 empty] | 86.4% | 0.26522
[10 empty] | 86.4% | 0.26521
[10 empty] | 86.4% | 0.26521
[10 empty] | 86.41% | 0.2652
[10 empty] | 86.41% | 0.26519
[10 empty] | 86.41% | 0.26519
[10 empty] | 86.42% | 0.26519
[10 empty] | 86.42% | 0.26519
[10 empty] | 86.42% | 0.26518
[10 empty] | 86.42% | 0.26517
[10 empty] | 86.43% | 0.26517
[10 empty] | 86.43% | 0.26516
[10 empty] | 86.43% | 0.26516
[10 empty] | 86.44% | 0.26515
[10 empty] | 86.44% | 0.26515
[10 empty] | 86.44% | 0.26514
[10 empty] | 86.44% | 0.26514
[10 empty] | 86.45% | 0.26513
[10 empty] | 86.45% | 0.26511
[10 empty] | 86.45% | 0.26511
[10 empty] | 86.46% | 0.2651
[10 empty] | 86.46% | 0.26509
[10 empty] | 86.46% | 0.26509
[10 empty] | 86.46% | 0.26508
[10 empty] | 86.47% | 0.26506
[10 empty] | 86.47% | 0.26505
[10 empty] | 86.47% | 0.26505
[10 empty] | 86.48% | 0.26505
[10 empty] | 86.48% | 0.26504
[10 empty] | 86.48% | 0.26504
[10 empty] | 86.48% | 0.26504
[10 empty] | 86.49% | 0.26504
[10 empty] | 86.49% | 0.26504
[10 empty] | 86.49% | 0.26502
[10 empty] | 86.5% | 0.26502
[10 empty] | 86.5% | 0.265
[10 empty] | 86.5% | 0.26499
[10 empty] | 86.5% | 0.26498
[10 empty] | 86.51% | 0.26498
[10 empty] | 86.51% | 0.26495
[10 empty] | 86.51% | 0.26492
[10 empty] | 86.52% | 0.26492
[10 empty] | 86.52% | 0.26492
[10 empty] | 86.52% | 0.26492
[10 empty] | 86.52% | 0.26492
[10 empty] | 86.53% | 0.26491
[10 empty] | 86.53% | 0.2649
[10 empty] | 86.53% | 0.2649
[10 empty] | 86.54% | 0.2649
[10 empty] | 86.54% | 0.26489
[10 empty] | 86.54% | 0.26487
[10 empty] | 86.54% | 0.26486
[10 empty] | 86.55% | 0.26485
[10 empty] | 86.55% | 0.26485
[10 empty] | 86.55% | 0.26484
[10 empty] | 86.56% | 0.26484
[10 empty] | 86.56% | 0.26483
[10 empty] | 86.56% | 0.26483
[10 empty] | 86.56% | 0.26482
[10 empty] | 86.57% | 0.26482
[10 empty] | 86.57% | 0.2648
[10 empty] | 86.57% | 0.26479
[10 empty] | 86.58% | 0.26479
[10 empty] | 86.58% | 0.26479
[10 empty] | 86.58% | 0.26478
[10 empty] | 86.58% | 0.26478
[10 empty] | 86.59% | 0.26476
[10 empty] | 86.59% | 0.26475
[10 empty] | 86.59% | 0.26475
[10 empty] | 86.6% | 0.26474
[10 empty] | 86.6% | 0.26474
[10 empty] | 86.6% | 0.26473
[10 empty] | 86.6% | 0.26472
[10 empty] | 86.61% | 0.26471
[10 empty] | 86.61% | 0.2647
[10 empty] | 86.61% | 0.26469
[10 empty] | 86.62% | 0.26466
[10 empty] | 86.62% | 0.26465
[10 empty] | 86.62% | 0.26462
[10 empty] | 86.62% | 0.26461
[10 empty] | 86.63% | 0.26461
[10 empty] | 86.63% | 0.26461
[10 empty] | 86.63% | 0.26459
[10 empty] | 86.64% | 0.26459
[10 empty] | 86.64% | 0.26459
[10 empty] | 86.64% | 0.26458
[10 empty] | 86.64% | 0.26457
[10 empty] | 86.65% | 0.26457
[10 empty] | 86.65% | 0.26457
[10 empty] | 86.65% | 0.26456
[10 empty] | 86.66% | 0.26455
[10 empty] | 86.66% | 0.26454
[10 empty] | 86.66% | 0.26453
[10 empty] | 86.66% | 0.26453
[10 empty] | 86.67% | 0.26452
[10 empty] | 86.67% | 0.26452
[10 empty] | 86.67% | 0.2645
[10 empty] | 86.68% | 0.2645
[10 empty] | 86.68% | 0.2645
[10 empty] | 86.68% | 0.26449
[10 empty] | 86.68% | 0.26449
[10 empty] | 86.69% | 0.26447
[10 empty] | 86.69% | 0.26446
[10 empty] | 86.69% | 0.26446
[10 empty] | 86.7% | 0.26444
[10 empty] | 86.7% | 0.26444
[10 empty] | 86.7% | 0.26443
[10 empty] | 86.7% | 0.26442
[10 empty] | 86.71% | 0.26441
[10 empty] | 86.71% | 0.2644
[10 empty] | 86.71% | 0.26439
[10 empty] | 86.72% | 0.26438
[10 empty] | 86.72% | 0.26438
[10 empty] | 86.72% | 0.26436
[10 empty] | 86.72% | 0.26435
[10 empty] | 86.73% | 0.26434
[10 empty] | 86.73% | 0.26433
[10 empty] | 86.73% | 0.26432
[10 empty] | 86.74% | 0.26432
[10 empty] | 86.74% | 0.26431
[10 empty] | 86.74% | 0.26431
[10 empty] | 86.74% | 0.2643
[10 empty] | 86.75% | 0.26429
[10 empty] | 86.75% | 0.26429
[10 empty] | 86.75% | 0.26428
[10 empty] | 86.76% | 0.26427
[10 empty] | 86.76% | 0.26427
[10 empty] | 86.76% | 0.26427
[10 empty] | 86.76% | 0.26426
[10 empty] | 86.77% | 0.26425
[10 empty] | 86.77% | 0.26421
[10 empty] | 86.77% | 0.2642
[10 empty] | 86.78% | 0.26419
[10 empty] | 86.78% | 0.26419
[10 empty] | 86.78% | 0.26419
[10 empty] | 86.78% | 0.26418
[10 empty] | 86.79% | 0.26417
[10 empty] | 86.79% | 0.26417
[10 empty] | 86.79% | 0.26416
[10 empty] | 86.8% | 0.26414
[10 empty] | 86.8% | 0.26413
[10 empty] | 86.8% | 0.2641
[10 empty] | 86.8% | 0.26409
[10 empty] | 86.81% | 0.26407
[10 empty] | 86.81% | 0.26407
[10 empty] | 86.81% | 0.26406
[10 empty] | 86.82% | 0.26405
[10 empty] | 86.82% | 0.26404
[10 empty] | 86.82% | 0.26404
[10 empty] | 86.82% | 0.26403
[10 empty] | 86.83% | 0.26403
[10 empty] | 86.83% | 0.26401
[10 empty] | 86.83% | 0.264
[10 empty] | 86.84% | 0.26399
[10 empty] | 86.84% | 0.26398
[10 empty] | 86.84% | 0.26396
[10 empty] | 86.84% | 0.26396
[10 empty] | 86.85% | 0.26396
[10 empty] | 86.85% | 0.26395
[10 empty] | 86.85% | 0.26395
[10 empty] | 86.86% | 0.26395
[10 empty] | 86.86% | 0.26394
[10 empty] | 86.86% | 0.26393
[10 empty] | 86.86% | 0.26392
[10 empty] | 86.87% | 0.26391
[10 empty] | 86.87% | 0.26391
[10 empty] | 86.87% | 0.26391
[10 empty] | 86.88% | 0.26387
[10 empty] | 86.88% | 0.26387
[10 empty] | 86.88% | 0.26386
[10 empty] | 86.88% | 0.26386
[10 empty] | 86.89% | 0.26385
[10 empty] | 86.89% | 0.26385
[10 empty] | 86.89% | 0.26384
[10 empty] | 86.9% | 0.26383
[10 empty] | 86.9% | 0.2638
[10 empty] | 86.9% | 0.2638
[10 empty] | 86.9% | 0.26379
[10 empty] | 86.91% | 0.26379
[10 empty] | 86.91% | 0.26376
[10 empty] | 86.91% | 0.26375
[10 empty] | 86.92% | 0.26375
[10 empty] | 86.92% | 0.26374
[10 empty] | 86.92% | 0.26373
[10 empty] | 86.92% | 0.26372
[10 empty] | 86.93% | 0.26372
[10 empty] | 86.93% | 0.26372
[10 empty] | 86.93% | 0.26371
[10 empty] | 86.94% | 0.26371
[10 empty] | 86.94% | 0.26369
[10 empty] | 86.94% | 0.26368
[10 empty] | 86.94% | 0.26367
[10 empty] | 86.95% | 0.26365
[10 empty] | 86.95% | 0.26364
[10 empty] | 86.95% | 0.26364
[10 empty] | 86.96% | 0.26363
[10 empty] | 86.96% | 0.26362
[10 empty] | 86.96% | 0.26362
[10 empty] | 86.96% | 0.26362
[10 empty] | 86.97% | 0.26361
[10 empty] | 86.97% | 0.26358
[10 empty] | 86.97% | 0.26358
[10 empty] | 86.98% | 0.26357
[10 empty] | 86.98% | 0.26356
[10 empty] | 86.98% | 0.26354
[10 empty] | 86.98% | 0.26354
[10 empty] | 86.99% | 0.26354
[10 empty] | 86.99% | 0.26354
[10 empty] | 86.99% | 0.26354
[10 empty] | 87% | 0.26353
[10 empty] | 87% | 0.26353
[10 empty] | 87% | 0.26352
[10 empty] | 87% | 0.26352
[10 empty] | 87.01% | 0.26351
[10 empty] | 87.01% | 0.26351
[10 empty] | 87.01% | 0.26351
[10 empty] | 87.02% | 0.26349
[10 empty] | 87.02% | 0.26349
[10 empty] | 87.02% | 0.26348
[10 empty] | 87.02% | 0.26348
[10 empty] | 87.03% | 0.26348
[10 empty] | 87.03% | 0.26347
[10 empty] | 87.03% | 0.26347
[10 empty] | 87.04% | 0.26347
[10 empty] | 87.04% | 0.26343
[10 empty] | 87.04% | 0.26342
[10 empty] | 87.04% | 0.26342
[10 empty] | 87.05% | 0.26341
[10 empty] | 87.05% | 0.26341
[10 empty] | 87.05% | 0.26341
[10 empty] | 87.06% | 0.26341
[10 empty] | 87.06% | 0.26341
[10 empty] | 87.06% | 0.26341
[10 empty] | 87.06% | 0.26339
[10 empty] | 87.07% | 0.26338
[10 empty] | 87.07% | 0.26338
[10 empty] | 87.07% | 0.26338
[10 empty] | 87.08% | 0.26337
[10 empty] | 87.08% | 0.26336
[10 empty] | 87.08% | 0.26336
[10 empty] | 87.08% | 0.26336
[10 empty] | 87.09% | 0.26336
[10 empty] | 87.09% | 0.26335
[10 empty] | 87.09% | 0.26335
[10 empty] | 87.1% | 0.26335
[10 empty] | 87.1% | 0.26335
[10 empty] | 87.1% | 0.26334
[10 empty] | 87.1% | 0.26329
[10 empty] | 87.11% | 0.26329
[10 empty] | 87.11% | 0.26329
[10 empty] | 87.11% | 0.26327
[10 empty] | 87.12% | 0.26327
[10 empty] | 87.12% | 0.26326
[10 empty] | 87.12% | 0.26326
[10 empty] | 87.12% | 0.26326
[10 empty] | 87.13% | 0.26326
[10 empty] | 87.13% | 0.26326
[10 empty] | 87.13% | 0.26325
[10 empty] | 87.14% | 0.26324
[10 empty] | 87.14% | 0.26323
[10 empty] | 87.14% | 0.26322
[10 empty] | 87.14% | 0.26322
[10 empty] | 87.15% | 0.26322
[10 empty] | 87.15% | 0.2632
[10 empty] | 87.15% | 0.2632
[10 empty] | 87.16% | 0.2632
[10 empty] | 87.16% | 0.2632
[10 empty] | 87.16% | 0.2632
[10 empty] | 87.16% | 0.26317
[10 empty] | 87.17% | 0.26317
[10 empty] | 87.17% | 0.26315
[10 empty] | 87.17% | 0.26314
[10 empty] | 87.18% | 0.26313
[10 empty] | 87.18% | 0.26313
[10 empty] | 87.18% | 0.26312
[10 empty] | 87.18% | 0.26311
[10 empty] | 87.19% | 0.26311
[10 empty] | 87.19% | 0.26311
[10 empty] | 87.19% | 0.2631
[10 empty] | 87.2% | 0.2631
[10 empty] | 87.2% | 0.26309
[10 empty] | 87.2% | 0.26308
[10 empty] | 87.2% | 0.26307
[10 empty] | 87.21% | 0.26306
[10 empty] | 87.21% | 0.26306
[10 empty] | 87.21% | 0.26305
[10 empty] | 87.22% | 0.26305
[10 empty] | 87.22% | 0.26305
[10 empty] | 87.22% | 0.26304
[10 empty] | 87.22% | 0.26303
[10 empty] | 87.23% | 0.26302
[10 empty] | 87.23% | 0.26301
[10 empty] | 87.23% | 0.26301
[10 empty] | 87.24% | 0.263
[10 empty] | 87.24% | 0.26299
[10 empty] | 87.24% | 0.26299
[10 empty] | 87.24% | 0.26298
[10 empty] | 87.25% | 0.26297
[10 empty] | 87.25% | 0.26297
[10 empty] | 87.25% | 0.26297
[10 empty] | 87.26% | 0.26295
[10 empty] | 87.26% | 0.26295
[10 empty] | 87.26% | 0.26295
[10 empty] | 87.26% | 0.26295
[10 empty] | 87.27% | 0.26295
[10 empty] | 87.27% | 0.26294
[10 empty] | 87.27% | 0.26294
[10 empty] | 87.28% | 0.26293
[10 empty] | 87.28% | 0.26293
[10 empty] | 87.28% | 0.26293
[10 empty] | 87.28% | 0.26293
[10 empty] | 87.29% | 0.26292
[10 empty] | 87.29% | 0.26291
[10 empty] | 87.29% | 0.26291
[10 empty] | 87.3% | 0.2629
[10 empty] | 87.3% | 0.2629
[10 empty] | 87.3% | 0.26289
[10 empty] | 87.3% | 0.26287
[10 empty] | 87.31% | 0.26287
[10 empty] | 87.31% | 0.26286
[10 empty] | 87.31% | 0.26285
[10 empty] | 87.32% | 0.26284
[10 empty] | 87.32% | 0.26283
[10 empty] | 87.32% | 0.26283
[10 empty] | 87.32% | 0.26282
[10 empty] | 87.33% | 0.26282
[10 empty] | 87.33% | 0.26282
[10 empty] | 87.33% | 0.26281
[10 empty] | 87.34% | 0.2628
[10 empty] | 87.34% | 0.26279
[10 empty] | 87.34% | 0.26279
[10 empty] | 87.34% | 0.26278
[10 empty] | 87.35% | 0.26278
[10 empty] | 87.35% | 0.26277
[10 empty] | 87.35% | 0.26277
[10 empty] | 87.36% | 0.26276
[10 empty] | 87.36% | 0.26275
[10 empty] | 87.36% | 0.26275
[10 empty] | 87.36% | 0.26272
[10 empty] | 87.37% | 0.26272
[10 empty] | 87.37% | 0.26272
[10 empty] | 87.37% | 0.2627
[10 empty] | 87.38% | 0.26269
[10 empty] | 87.38% | 0.26268
[10 empty] | 87.38% | 0.26268
[10 empty] | 87.38% | 0.26267
[10 empty] | 87.39% | 0.26267
[10 empty] | 87.39% | 0.26266
[10 empty] | 87.39% | 0.26266
[10 empty] | 87.4% | 0.26265
[10 empty] | 87.4% | 0.26265
[10 empty] | 87.4% | 0.26264
[10 empty] | 87.4% | 0.26264
[10 empty] | 87.41% | 0.26263
[10 empty] | 87.41% | 0.26263
[10 empty] | 87.41% | 0.26262
[10 empty] | 87.42% | 0.26261
[10 empty] | 87.42% | 0.2626
[10 empty] | 87.42% | 0.26257
[10 empty] | 87.42% | 0.26257
[10 empty] | 87.43% | 0.26256
[10 empty] | 87.43% | 0.26256
[10 empty] | 87.43% | 0.26255
[10 empty] | 87.44% | 0.26255
[10 empty] | 87.44% | 0.26254
[10 empty] | 87.44% | 0.26254
[10 empty] | 87.44% | 0.26254
[10 empty] | 87.45% | 0.26253
[10 empty] | 87.45% | 0.26252
[10 empty] | 87.45% | 0.26252
[10 empty] | 87.46% | 0.2625
[10 empty] | 87.46% | 0.26249
[10 empty] | 87.46% | 0.26249
[10 empty] | 87.46% | 0.26248
[10 empty] | 87.47% | 0.26247
[10 empty] | 87.47% | 0.26247
[10 empty] | 87.47% | 0.26246
[10 empty] | 87.48% | 0.26245
[10 empty] | 87.48% | 0.26245
[10 empty] | 87.48% | 0.26241
[10 empty] | 87.48% | 0.2624
[10 empty] | 87.49% | 0.26239
[10 empty] | 87.49% | 0.26239
[10 empty] | 87.49% | 0.26238
[10 empty] | 87.5% | 0.26238
[10 empty] | 87.5% | 0.26237
[10 empty] | 87.5% | 0.26236
[10 empty] | 87.5% | 0.26236
[10 empty] | 87.51% | 0.26235
[10 empty] | 87.51% | 0.26233
[10 empty] | 87.51% | 0.26232
[10 empty] | 87.51% | 0.26232
[10 empty] | 87.52% | 0.26231
[10 empty] | 87.52% | 0.2623
[10 empty] | 87.52% | 0.26229
[10 empty] | 87.53% | 0.26229
[10 empty] | 87.53% | 0.26229
[10 empty] | 87.53% | 0.26229
[10 empty] | 87.53% | 0.26228
[10 empty] | 87.54% | 0.26228
[10 empty] | 87.54% | 0.26228
[10 empty] | 87.54% | 0.26227
[10 empty] | 87.55% | 0.26227
[10 empty] | 87.55% | 0.26225
[10 empty] | 87.55% | 0.26225
[10 empty] | 87.55% | 0.26224
[10 empty] | 87.56% | 0.26223
[10 empty] | 87.56% | 0.26222
[10 empty] | 87.56% | 0.26222
[10 empty] | 87.57% | 0.26221
[10 empty] | 87.57% | 0.26221
[10 empty] | 87.57% | 0.2622
[10 empty] | 87.57% | 0.2622
[10 empty] | 87.58% | 0.26219
[10 empty] | 87.58% | 0.26219
[10 empty] | 87.58% | 0.26219
[10 empty] | 87.59% | 0.26218
[10 empty] | 87.59% | 0.26218
[10 empty] | 87.59% | 0.26217
[10 empty] | 87.59% | 0.26216
[10 empty] | 87.6% | 0.26215
[10 empty] | 87.6% | 0.26215
[10 empty] | 87.6% | 0.26213
[10 empty] | 87.61% | 0.26212
[10 empty] | 87.61% | 0.26211
[10 empty] | 87.61% | 0.26211
[10 empty] | 87.61% | 0.26211
[10 empty] | 87.62% | 0.2621
[10 empty] | 87.62% | 0.26207
[10 empty] | 87.62% | 0.26207
[10 empty] | 87.63% | 0.26205
[10 empty] | 87.63% | 0.26205
[10 empty] | 87.63% | 0.26204
[10 empty] | 87.63% | 0.26203
[10 empty] | 87.64% | 0.26202
[10 empty] | 87.64% | 0.26201
[10 empty] | 87.64% | 0.26201
[10 empty] | 87.65% | 0.262
[10 empty] | 87.65% | 0.26199
[10 empty] | 87.65% | 0.26198
[10 empty] | 87.65% | 0.26197
[10 empty] | 87.66% | 0.26197
[10 empty] | 87.66% | 0.26196
[10 empty] | 87.66% | 0.26193
[10 empty] | 87.67% | 0.26192
[10 empty] | 87.67% | 0.26191
[10 empty] | 87.67% | 0.26189
[10 empty] | 87.67% | 0.26188
[10 empty] | 87.68% | 0.26188
[10 empty] | 87.68% | 0.26187
[10 empty] | 87.68% | 0.26186
[10 empty] | 87.69% | 0.26186
[10 empty] | 87.69% | 0.26182
[10 empty] | 87.69% | 0.2618
[10 empty] | 87.69% | 0.26178
[10 empty] | 87.7% | 0.26178
[10 empty] | 87.7% | 0.26177
[10 empty] | 87.7% | 0.26174
[10 empty] | 87.71% | 0.26174
[10 empty] | 87.71% | 0.26174
[10 empty] | 87.71% | 0.26173
[10 empty] | 87.71% | 0.26171
[10 empty] | 87.72% | 0.2617
[10 empty] | 87.72% | 0.2617
[10 empty] | 87.72% | 0.26169
[10 empty] | 87.73% | 0.26169
[10 empty] | 87.73% | 0.26168
[10 empty] | 87.73% | 0.26167
[10 empty] | 87.73% | 0.26165
[10 empty] | 87.74% | 0.26161
[10 empty] | 87.74% | 0.26161
[10 empty] | 87.74% | 0.2616
[10 empty] | 87.75% | 0.2616
[10 empty] | 87.75% | 0.26159
[10 empty] | 87.75% | 0.26158
[10 empty] | 87.75% | 0.26158
[10 empty] | 87.76% | 0.26157
[10 empty] | 87.76% | 0.26156
[10 empty] | 87.76% | 0.26156
[10 empty] | 87.77% | 0.26156
[10 empty] | 87.77% | 0.26154
[10 empty] | 87.77% | 0.26154
[10 empty] | 87.77% | 0.26153
[10 empty] | 87.78% | 0.26153
[10 empty] | 87.78% | 0.26152
[10 empty] | 87.78% | 0.26151
[10 empty] | 87.79% | 0.2615
[10 empty] | 87.79% | 0.2615
[10 empty] | 87.79% | 0.26149
[10 empty] | 87.79% | 0.26148
[10 empty] | 87.8% | 0.26147
[10 empty] | 87.8% | 0.26147
[10 empty] | 87.8% | 0.26147
[10 empty] | 87.81% | 0.26146
[10 empty] | 87.81% | 0.26146
[10 empty] | 87.81% | 0.26145
[10 empty] | 87.81% | 0.26144
[10 empty] | 87.82% | 0.26143
[10 empty] | 87.82% | 0.26143
[10 empty] | 87.82% | 0.26142
[10 empty] | 87.83% | 0.26141
[10 empty] | 87.83% | 0.26141
[10 empty] | 87.83% | 0.2614
[10 empty] | 87.83% | 0.2614
[10 empty] | 87.84% | 0.2614
[10 empty] | 87.84% | 0.26139
[10 empty] | 87.84% | 0.26138
[10 empty] | 87.85% | 0.26136
[10 empty] | 87.85% | 0.26136
[10 empty] | 87.85% | 0.26135
[10 empty] | 87.85% | 0.26135
[10 empty] | 87.86% | 0.26135
[10 empty] | 87.86% | 0.26134
[10 empty] | 87.86% | 0.26133
[10 empty] | 87.87% | 0.26133
[10 empty] | 87.87% | 0.26131
[10 empty] | 87.87% | 0.26131
[10 empty] | 87.87% | 0.2613
[10 empty] | 87.88% | 0.2613
[10 empty] | 87.88% | 0.26129
[10 empty] | 87.88% | 0.26127
[10 empty] | 87.89% | 0.26127
[10 empty] | 87.89% | 0.26125
[10 empty] | 87.89% | 0.26124
[10 empty] | 87.89% | 0.26123
[10 empty] | 87.9% | 0.26121
[10 empty] | 87.9% | 0.26121
[10 empty] | 87.9% | 0.26119
[10 empty] | 87.91% | 0.26119
[10 empty] | 87.91% | 0.26119
[10 empty] | 87.91% | 0.26119
[10 empty] | 87.91% | 0.26119
[10 empty] | 87.92% | 0.26115
[10 empty] | 87.92% | 0.26115
[10 empty] | 87.92% | 0.26113
[10 empty] | 87.93% | 0.26113
[10 empty] | 87.93% | 0.26111
[10 empty] | 87.93% | 0.26106
[10 empty] | 87.93% | 0.26105
[10 empty] | 87.94% | 0.26105
[10 empty] | 87.94% | 0.26105
[10 empty] | 87.94% | 0.26104
[10 empty] | 87.95% | 0.26103
[10 empty] | 87.95% | 0.26102
[10 empty] | 87.95% | 0.26102
[10 empty] | 87.95% | 0.26101
[10 empty] | 87.96% | 0.26101
[10 empty] | 87.96% | 0.26101
[10 empty] | 87.96% | 0.26101
[10 empty] | 87.97% | 0.26101
[10 empty] | 87.97% | 0.261
[10 empty] | 87.97% | 0.26099
[10 empty] | 87.97% | 0.26098
[10 empty] | 87.98% | 0.26097
[10 empty] | 87.98% | 0.26096
[10 empty] | 87.98% | 0.26096
[10 empty] | 87.99% | 0.26095
[10 empty] | 87.99% | 0.26095
[10 empty] | 87.99% | 0.26095
[10 empty] | 87.99% | 0.26095
[10 empty] | 88% | 0.26093
[10 empty] | 88% | 0.26092
[10 empty] | 88% | 0.26092
[10 empty] | 88.01% | 0.26091
[10 empty] | 88.01% | 0.26091
[10 empty] | 88.01% | 0.26089
[10 empty] | 88.01% | 0.26088
[10 empty] | 88.02% | 0.26087
[10 empty] | 88.02% | 0.26086
[10 empty] | 88.02% | 0.26085
[10 empty] | 88.03% | 0.26085
[10 empty] | 88.03% | 0.26085
[10 empty] | 88.03% | 0.26085
[10 empty] | 88.03% | 0.26084
[10 empty] | 88.04% | 0.26084
[10 empty] | 88.04% | 0.26083
[10 empty] | 88.04% | 0.26083
[10 empty] | 88.05% | 0.26082
[10 empty] | 88.05% | 0.26081
[10 empty] | 88.05% | 0.2608
[10 empty] | 88.05% | 0.2608
[10 empty] | 88.06% | 0.2608
[10 empty] | 88.06% | 0.26079
[10 empty] | 88.06% | 0.26077
[10 empty] | 88.07% | 0.26077
[10 empty] | 88.07% | 0.26077
[10 empty] | 88.07% | 0.26077
[10 empty] | 88.07% | 0.26076
[10 empty] | 88.08% | 0.26076
[10 empty] | 88.08% | 0.26076
[10 empty] | 88.08% | 0.26076
[10 empty] | 88.09% | 0.26075
[10 empty] | 88.09% | 0.26075
[10 empty] | 88.09% | 0.26074
[10 empty] | 88.09% | 0.26074
[10 empty] | 88.1% | 0.26073
[10 empty] | 88.1% | 0.26072
[10 empty] | 88.1% | 0.2607
[10 empty] | 88.11% | 0.2607
[10 empty] | 88.11% | 0.2607
[10 empty] | 88.11% | 0.26069
[10 empty] | 88.11% | 0.26069
[10 empty] | 88.12% | 0.26068
[10 empty] | 88.12% | 0.26068
[10 empty] | 88.12% | 0.26068
[10 empty] | 88.13% | 0.26068
[10 empty] | 88.13% | 0.26067
[10 empty] | 88.13% | 0.26066
[10 empty] | 88.13% | 0.26066
[10 empty] | 88.14% | 0.26066
[10 empty] | 88.14% | 0.26062
[10 empty] | 88.14% | 0.26062
[10 empty] | 88.15% | 0.2606
[10 empty] | 88.15% | 0.2606
[10 empty] | 88.15% | 0.26059
[10 empty] | 88.15% | 0.26059
[10 empty] | 88.16% | 0.26058
[10 empty] | 88.16% | 0.26057
[10 empty] | 88.16% | 0.26057
[10 empty] | 88.17% | 0.26057
[10 empty] | 88.17% | 0.26056
[10 empty] | 88.17% | 0.26055
[10 empty] | 88.17% | 0.26055
[10 empty] | 88.18% | 0.26055
[10 empty] | 88.18% | 0.26054
[10 empty] | 88.18% | 0.26052
[10 empty] | 88.19% | 0.26051
[10 empty] | 88.19% | 0.26047
[10 empty] | 88.19% | 0.26046
[10 empty] | 88.19% | 0.26046
[10 empty] | 88.2% | 0.26044
[10 empty] | 88.2% | 0.26043
[10 empty] | 88.2% | 0.26043
[10 empty] | 88.21% | 0.26042
[10 empty] | 88.21% | 0.26041
[10 empty] | 88.21% | 0.26041
[10 empty] | 88.21% | 0.26039
[10 empty] | 88.22% | 0.26038
[10 empty] | 88.22% | 0.26037
[10 empty] | 88.22% | 0.26037
[10 empty] | 88.23% | 0.26037
[10 empty] | 88.23% | 0.26037
[10 empty] | 88.23% | 0.26034
[10 empty] | 88.23% | 0.26033
[10 empty] | 88.24% | 0.26032
[10 empty] | 88.24% | 0.26032
[10 empty] | 88.24% | 0.26032
[10 empty] | 88.25% | 0.26031
[10 empty] | 88.25% | 0.26029
[10 empty] | 88.25% | 0.26029
[10 empty] | 88.25% | 0.26029
[10 empty] | 88.26% | 0.26028
[10 empty] | 88.26% | 0.26028
[10 empty] | 88.26% | 0.26027
[10 empty] | 88.27% | 0.26027
[10 empty] | 88.27% | 0.26026
[10 empty] | 88.27% | 0.26026
[10 empty] | 88.27% | 0.26026
[10 empty] | 88.28% | 0.26025
[10 empty] | 88.28% | 0.26025
[10 empty] | 88.28% | 0.26024
[10 empty] | 88.29% | 0.26024
[10 empty] | 88.29% | 0.26024
[10 empty] | 88.29% | 0.26024
[10 empty] | 88.29% | 0.26023
[10 empty] | 88.3% | 0.26022
[10 empty] | 88.3% | 0.26021
[10 empty] | 88.3% | 0.26021
[10 empty] | 88.31% | 0.26021
[10 empty] | 88.31% | 0.26021
[10 empty] | 88.31% | 0.2602
[10 empty] | 88.31% | 0.2602
[10 empty] | 88.32% | 0.2602
[10 empty] | 88.32% | 0.2602
[10 empty] | 88.32% | 0.26019
[10 empty] | 88.33% | 0.26019
[10 empty] | 88.33% | 0.26019
[10 empty] | 88.33% | 0.26018
[10 empty] | 88.33% | 0.26018
[10 empty] | 88.34% | 0.26018
[10 empty] | 88.34% | 0.26017
[10 empty] | 88.34% | 0.26016
[10 empty] | 88.35% | 0.26016
[10 empty] | 88.35% | 0.26016
[10 empty] | 88.35% | 0.26015
[10 empty] | 88.35% | 0.26014
[10 empty] | 88.36% | 0.26014
[10 empty] | 88.36% | 0.26012
[10 empty] | 88.36% | 0.26011
[10 empty] | 88.37% | 0.26011
[10 empty] | 88.37% | 0.26011
[10 empty] | 88.37% | 0.2601
[10 empty] | 88.37% | 0.26009
[10 empty] | 88.38% | 0.26009
[10 empty] | 88.38% | 0.26008
[10 empty] | 88.38% | 0.26007
[10 empty] | 88.39% | 0.26007
[10 empty] | 88.39% | 0.26006
[10 empty] | 88.39% | 0.26006
[10 empty] | 88.39% | 0.26006
[10 empty] | 88.4% | 0.26006
[10 empty] | 88.4% | 0.26005
[10 empty] | 88.4% | 0.26004
[10 empty] | 88.41% | 0.26003
[10 empty] | 88.41% | 0.26002
[10 empty] | 88.41% | 0.26002
[10 empty] | 88.41% | 0.26001
[10 empty] | 88.42% | 0.26001
[10 empty] | 88.42% | 0.26
[10 empty] | 88.42% | 0.26
[10 empty] | 88.43% | 0.25999
[10 empty] | 88.43% | 0.25999
[10 empty] | 88.43% | 0.25998
[10 empty] | 88.43% | 0.25998
[10 empty] | 88.44% | 0.25998
[10 empty] | 88.44% | 0.25997
[10 empty] | 88.44% | 0.25996
[10 empty] | 88.45% | 0.25995
[10 empty] | 88.45% | 0.25994
[10 empty] | 88.45% | 0.25994
[10 empty] | 88.45% | 0.25992
[10 empty] | 88.46% | 0.25989
[10 empty] | 88.46% | 0.25989
[10 empty] | 88.46% | 0.25988
[10 empty] | 88.47% | 0.25988
[10 empty] | 88.47% | 0.25987
[10 empty] | 88.47% | 0.25987
[10 empty] | 88.47% | 0.25986
[10 empty] | 88.48% | 0.25986
[10 empty] | 88.48% | 0.25983
[10 empty] | 88.48% | 0.25979
[10 empty] | 88.49% | 0.25978
[10 empty] | 88.49% | 0.25978
[10 empty] | 88.49% | 0.25977
[10 empty] | 88.49% | 0.25977
[10 empty] | 88.5% | 0.25977
[10 empty] | 88.5% | 0.25976
[10 empty] | 88.5% | 0.25976
[10 empty] | 88.51% | 0.25975
[10 empty] | 88.51% | 0.25975
[10 empty] | 88.51% | 0.25974
[10 empty] | 88.51% | 0.25974
[10 empty] | 88.52% | 0.25972
[10 empty] | 88.52% | 0.25972
[10 empty] | 88.52% | 0.25971
[10 empty] | 88.53% | 0.25971
[10 empty] | 88.53% | 0.2597
[10 empty] | 88.53% | 0.2597
[10 empty] | 88.53% | 0.25969
[10 empty] | 88.54% | 0.25969
[10 empty] | 88.54% | 0.25968
[10 empty] | 88.54% | 0.25967
[10 empty] | 88.55% | 0.25967
[10 empty] | 88.55% | 0.25967
[10 empty] | 88.55% | 0.25967
[10 empty] | 88.55% | 0.25965
[10 empty] | 88.56% | 0.25965
[10 empty] | 88.56% | 0.25965
[10 empty] | 88.56% | 0.25964
[10 empty] | 88.57% | 0.25964
[10 empty] | 88.57% | 0.25964
[10 empty] | 88.57% | 0.25964
[10 empty] | 88.57% | 0.25961
[10 empty] | 88.58% | 0.25961
[10 empty] | 88.58% | 0.25961
[10 empty] | 88.58% | 0.25961
[10 empty] | 88.59% | 0.2596
[10 empty] | 88.59% | 0.2596
[10 empty] | 88.59% | 0.25959
[10 empty] | 88.59% | 0.25958
[10 empty] | 88.6% | 0.25958
[10 empty] | 88.6% | 0.25957
[10 empty] | 88.6% | 0.25956
[10 empty] | 88.61% | 0.25956
[10 empty] | 88.61% | 0.25956
[10 empty] | 88.61% | 0.25955
[10 empty] | 88.61% | 0.25955
[10 empty] | 88.62% | 0.25954
[10 empty] | 88.62% | 0.25952
[10 empty] | 88.62% | 0.25952
[10 empty] | 88.63% | 0.25952
[10 empty] | 88.63% | 0.2595
[10 empty] | 88.63% | 0.25949
[10 empty] | 88.63% | 0.25948
[10 empty] | 88.64% | 0.25948
[10 empty] | 88.64% | 0.25948
[10 empty] | 88.64% | 0.25947
[10 empty] | 88.65% | 0.25947
[10 empty] | 88.65% | 0.25947
[10 empty] | 88.65% | 0.25946
[10 empty] | 88.65% | 0.25945
[10 empty] | 88.66% | 0.25942
[10 empty] | 88.66% | 0.25942
[10 empty] | 88.66% | 0.25942
[10 empty] | 88.67% | 0.25942
[10 empty] | 88.67% | 0.25941
[10 empty] | 88.67% | 0.25941
[10 empty] | 88.67% | 0.2594
[10 empty] | 88.68% | 0.2594
[10 empty] | 88.68% | 0.25938
[10 empty] | 88.68% | 0.25936
[10 empty] | 88.69% | 0.25936
[10 empty] | 88.69% | 0.25935
[10 empty] | 88.69% | 0.25935
[10 empty] | 88.69% | 0.25935
[10 empty] | 88.7% | 0.25935
[10 empty] | 88.7% | 0.25935
[10 empty] | 88.7% | 0.25934
[10 empty] | 88.7% | 0.25932
[10 empty] | 88.71% | 0.25932
[10 empty] | 88.71% | 0.25931
[10 empty] | 88.71% | 0.2593
[10 empty] | 88.72% | 0.2593
[10 empty] | 88.72% | 0.25929
[10 empty] | 88.72% | 0.25928
[10 empty] | 88.72% | 0.25927
[10 empty] | 88.73% | 0.25927
[10 empty] | 88.73% | 0.25925
[10 empty] | 88.73% | 0.25925
[10 empty] | 88.74% | 0.25924
[10 empty] | 88.74% | 0.25924
[10 empty] | 88.74% | 0.25924
[10 empty] | 88.74% | 0.25923
[10 empty] | 88.75% | 0.25922
[10 empty] | 88.75% | 0.25922
[10 empty] | 88.75% | 0.25921
[10 empty] | 88.76% | 0.2592
[10 empty] | 88.76% | 0.2592
[10 empty] | 88.76% | 0.25919
[10 empty] | 88.76% | 0.25919
[10 empty] | 88.77% | 0.25917
[10 empty] | 88.77% | 0.25917
[10 empty] | 88.77% | 0.25915
[10 empty] | 88.78% | 0.25914
[10 empty] | 88.78% | 0.25914
[10 empty] | 88.78% | 0.25914
[10 empty] | 88.78% | 0.25914
[10 empty] | 88.79% | 0.25914
[10 empty] | 88.79% | 0.25912
[10 empty] | 88.79% | 0.25911
[10 empty] | 88.8% | 0.25911
[10 empty] | 88.8% | 0.2591
[10 empty] | 88.8% | 0.2591
[10 empty] | 88.8% | 0.25909
[10 empty] | 88.81% | 0.25908
[10 empty] | 88.81% | 0.25907
[10 empty] | 88.81% | 0.25907
[10 empty] | 88.82% | 0.25906
[10 empty] | 88.82% | 0.25906
[10 empty] | 88.82% | 0.25905
[10 empty] | 88.82% | 0.25904
[10 empty] | 88.83% | 0.25903
[10 empty] | 88.83% | 0.25902
[10 empty] | 88.83% | 0.25902
[10 empty] | 88.84% | 0.259
[10 empty] | 88.84% | 0.25899
[10 empty] | 88.84% | 0.25899
[10 empty] | 88.84% | 0.25898
[10 empty] | 88.85% | 0.25897
[10 empty] | 88.85% | 0.25896
[10 empty] | 88.85% | 0.25895
[10 empty] | 88.86% | 0.25894
[10 empty] | 88.86% | 0.25894
[10 empty] | 88.86% | 0.25893
[10 empty] | 88.86% | 0.25889
[10 empty] | 88.87% | 0.25889
[10 empty] | 88.87% | 0.25889
[10 empty] | 88.87% | 0.25888
[10 empty] | 88.88% | 0.25887
[10 empty] | 88.88% | 0.25887
[10 empty] | 88.88% | 0.25885
[10 empty] | 88.88% | 0.25884
[10 empty] | 88.89% | 0.25883
[10 empty] | 88.89% | 0.25883
[10 empty] | 88.89% | 0.25882
[10 empty] | 88.9% | 0.25881
[10 empty] | 88.9% | 0.2588
[10 empty] | 88.9% | 0.2588
[10 empty] | 88.9% | 0.25877
[10 empty] | 88.91% | 0.25877
[10 empty] | 88.91% | 0.25876
[10 empty] | 88.91% | 0.25875
[10 empty] | 88.92% | 0.25874
[10 empty] | 88.92% | 0.25873
[10 empty] | 88.92% | 0.25872
[10 empty] | 88.92% | 0.2587
[10 empty] | 88.93% | 0.25869
[10 empty] | 88.93% | 0.25869
[10 empty] | 88.93% | 0.25869
[10 empty] | 88.94% | 0.25869
[10 empty] | 88.94% | 0.25868
[10 empty] | 88.94% | 0.25866
[10 empty] | 88.94% | 0.25865
[10 empty] | 88.95% | 0.25864
[10 empty] | 88.95% | 0.25864
[10 empty] | 88.95% | 0.25863
[10 empty] | 88.96% | 0.25863
[10 empty] | 88.96% | 0.25862
[10 empty] | 88.96% | 0.25862
[10 empty] | 88.96% | 0.25862
[10 empty] | 88.97% | 0.25861
[10 empty] | 88.97% | 0.2586
[10 empty] | 88.97% | 0.2586
[10 empty] | 88.98% | 0.2586
[10 empty] | 88.98% | 0.25859
[10 empty] | 88.98% | 0.25858
[10 empty] | 88.98% | 0.25858
[10 empty] | 88.99% | 0.25857
[10 empty] | 88.99% | 0.25857
[10 empty] | 88.99% | 0.25856
[10 empty] | 89% | 0.25854
[10 empty] | 89% | 0.25853
[10 empty] | 89% | 0.25853
[10 empty] | 89% | 0.25853
[10 empty] | 89.01% | 0.25852
[10 empty] | 89.01% | 0.25852
[10 empty] | 89.01% | 0.25852
[10 empty] | 89.02% | 0.2585
[10 empty] | 89.02% | 0.25849
[10 empty] | 89.02% | 0.25848
[10 empty] | 89.02% | 0.25848
[10 empty] | 89.03% | 0.25847
[10 empty] | 89.03% | 0.25847
[10 empty] | 89.03% | 0.25846
[10 empty] | 89.04% | 0.25846
[10 empty] | 89.04% | 0.25845
[10 empty] | 89.04% | 0.25844
[10 empty] | 89.04% | 0.25842
[10 empty] | 89.05% | 0.25842
[10 empty] | 89.05% | 0.25841
[10 empty] | 89.05% | 0.2584
[10 empty] | 89.06% | 0.25839
[10 empty] | 89.06% | 0.25838
[10 empty] | 89.06% | 0.25838
[10 empty] | 89.06% | 0.25838
[10 empty] | 89.07% | 0.25837
[10 empty] | 89.07% | 0.25837
[10 empty] | 89.07% | 0.25836
[10 empty] | 89.08% | 0.25835
[10 empty] | 89.08% | 0.25835
[10 empty] | 89.08% | 0.25832
[10 empty] | 89.08% | 0.25831
[10 empty] | 89.09% | 0.25831
[10 empty] | 89.09% | 0.2583
[10 empty] | 89.09% | 0.25828
[10 empty] | 89.1% | 0.25827
[10 empty] | 89.1% | 0.25827
[10 empty] | 89.1% | 0.25826
[10 empty] | 89.1% | 0.25825
[10 empty] | 89.11% | 0.25824
[10 empty] | 89.11% | 0.25824
[10 empty] | 89.11% | 0.25824
[10 empty] | 89.12% | 0.25823
[10 empty] | 89.12% | 0.2582
[10 empty] | 89.12% | 0.2582
[10 empty] | 89.12% | 0.2582
[10 empty] | 89.13% | 0.25818
[10 empty] | 89.13% | 0.25818
[10 empty] | 89.13% | 0.25818
[10 empty] | 89.14% | 0.25817
[10 empty] | 89.14% | 0.25817
[10 empty] | 89.14% | 0.25816
[10 empty] | 89.14% | 0.25815
[10 empty] | 89.15% | 0.25815
[10 empty] | 89.15% | 0.25814
[10 empty] | 89.15% | 0.25812
[10 empty] | 89.16% | 0.25812
[10 empty] | 89.16% | 0.25811
[10 empty] | 89.16% | 0.25811
[10 empty] | 89.16% | 0.25809
[10 empty] | 89.17% | 0.25809
[10 empty] | 89.17% | 0.25809
[10 empty] | 89.17% | 0.25808
[10 empty] | 89.18% | 0.25808
[10 empty] | 89.18% | 0.25808
[10 empty] | 89.18% | 0.25806
[10 empty] | 89.18% | 0.25806
[10 empty] | 89.19% | 0.25805
[10 empty] | 89.19% | 0.25805
[10 empty] | 89.19% | 0.25805
[10 empty] | 89.2% | 0.25805
[10 empty] | 89.2% | 0.25805
[10 empty] | 89.2% | 0.25804
[10 empty] | 89.2% | 0.25804
[10 empty] | 89.21% | 0.25802
[10 empty] | 89.21% | 0.25802
[10 empty] | 89.21% | 0.25802
[10 empty] | 89.22% | 0.25801
[10 empty] | 89.22% | 0.25801
[10 empty] | 89.22% | 0.25801
[10 empty] | 89.22% | 0.258
[10 empty] | 89.23% | 0.25797
[10 empty] | 89.23% | 0.25794
[10 empty] | 89.23% | 0.25794
[10 empty] | 89.24% | 0.25793
[10 empty] | 89.24% | 0.25792
[10 empty] | 89.24% | 0.25792
[10 empty] | 89.24% | 0.25791
[10 empty] | 89.25% | 0.25791
[10 empty] | 89.25% | 0.2579
[10 empty] | 89.25% | 0.25789
[10 empty] | 89.26% | 0.25788
[10 empty] | 89.26% | 0.25788
[10 empty] | 89.26% | 0.25787
[10 empty] | 89.26% | 0.25787
[10 empty] | 89.27% | 0.25786
[10 empty] | 89.27% | 0.25786
[10 empty] | 89.27% | 0.25786
[10 empty] | 89.28% | 0.25785
[10 empty] | 89.28% | 0.25785
[10 empty] | 89.28% | 0.25784
[10 empty] | 89.28% | 0.25783
[10 empty] | 89.29% | 0.25783
[10 empty] | 89.29% | 0.25781
[10 empty] | 89.29% | 0.25779
[10 empty] | 89.3% | 0.25779
[10 empty] | 89.3% | 0.25778
[10 empty] | 89.3% | 0.25778
[10 empty] | 89.3% | 0.25778
[10 empty] | 89.31% | 0.25776
[10 empty] | 89.31% | 0.25776
[10 empty] | 89.31% | 0.25776
[10 empty] | 89.32% | 0.25774
[10 empty] | 89.32% | 0.25773
[10 empty] | 89.32% | 0.25773
[10 empty] | 89.32% | 0.25773
[10 empty] | 89.33% | 0.2577
[10 empty] | 89.33% | 0.2577
[10 empty] | 89.33% | 0.2577
[10 empty] | 89.34% | 0.25769
[10 empty] | 89.34% | 0.25769
[10 empty] | 89.34% | 0.25768
[10 empty] | 89.34% | 0.25768
[10 empty] | 89.35% | 0.25768
[10 empty] | 89.35% | 0.25768
[10 empty] | 89.35% | 0.25767
[10 empty] | 89.36% | 0.25767
[10 empty] | 89.36% | 0.25766
[10 empty] | 89.36% | 0.25766
[10 empty] | 89.36% | 0.25765
[10 empty] | 89.37% | 0.25765
[10 empty] | 89.37% | 0.25764
[10 empty] | 89.37% | 0.25763
[10 empty] | 89.38% | 0.25763
[10 empty] | 89.38% | 0.25761
[10 empty] | 89.38% | 0.2576
[10 empty] | 89.38% | 0.25759
[10 empty] | 89.39% | 0.25759
[10 empty] | 89.39% | 0.25758
[10 empty] | 89.39% | 0.25757
[10 empty] | 89.4% | 0.25757
[10 empty] | 89.4% | 0.25756
[10 empty] | 89.4% | 0.25753
[10 empty] | 89.4% | 0.25753
[10 empty] | 89.41% | 0.25752
[10 empty] | 89.41% | 0.25751
[10 empty] | 89.41% | 0.25751
[10 empty] | 89.42% | 0.25751
[10 empty] | 89.42% | 0.2575
[10 empty] | 89.42% | 0.25749
[10 empty] | 89.42% | 0.25749
[10 empty] | 89.43% | 0.25748
[10 empty] | 89.43% | 0.25748
[10 empty] | 89.43% | 0.25748
[10 empty] | 89.44% | 0.25746
[10 empty] | 89.44% | 0.25745
[10 empty] | 89.44% | 0.25745
[10 empty] | 89.44% | 0.25744
[10 empty] | 89.45% | 0.25744
[10 empty] | 89.45% | 0.25743
[10 empty] | 89.45% | 0.25742
[10 empty] | 89.46% | 0.25742
[10 empty] | 89.46% | 0.25741
[10 empty] | 89.46% | 0.2574
[10 empty] | 89.46% | 0.25739
[10 empty] | 89.47% | 0.25739
[10 empty] | 89.47% | 0.25736
[10 empty] | 89.47% | 0.25736
[10 empty] | 89.48% | 0.25736
[10 empty] | 89.48% | 0.25735
[10 empty] | 89.48% | 0.25735
[10 empty] | 89.48% | 0.25735
[10 empty] | 89.49% | 0.25733
[10 empty] | 89.49% | 0.25732
[10 empty] | 89.49% | 0.25732
[10 empty] | 89.5% | 0.25731
[10 empty] | 89.5% | 0.25729
[10 empty] | 89.5% | 0.25728
[10 empty] | 89.5% | 0.25728
[10 empty] | 89.51% | 0.25727
[10 empty] | 89.51% | 0.25726
[10 empty] | 89.51% | 0.25726
[10 empty] | 89.52% | 0.25726
[10 empty] | 89.52% | 0.25725
[10 empty] | 89.52% | 0.25724
[10 empty] | 89.52% | 0.25722
[10 empty] | 89.53% | 0.2572
[10 empty] | 89.53% | 0.2572
[10 empty] | 89.53% | 0.2572
[10 empty] | 89.54% | 0.25719
[10 empty] | 89.54% | 0.25717
[10 empty] | 89.54% | 0.25715
[10 empty] | 89.54% | 0.25714
[10 empty] | 89.55% | 0.25713
[10 empty] | 89.55% | 0.25712
[10 empty] | 89.55% | 0.25712
[10 empty] | 89.56% | 0.25711
[10 empty] | 89.56% | 0.2571
[10 empty] | 89.56% | 0.2571
[10 empty] | 89.56% | 0.2571
[10 empty] | 89.57% | 0.25709
[10 empty] | 89.57% | 0.25709
[10 empty] | 89.57% | 0.25707
[10 empty] | 89.58% | 0.25707
[10 empty] | 89.58% | 0.25707
[10 empty] | 89.58% | 0.25706
[10 empty] | 89.58% | 0.25705
[10 empty] | 89.59% | 0.25704
[10 empty] | 89.59% | 0.25704
[10 empty] | 89.59% | 0.25703
[10 empty] | 89.6% | 0.25699
[10 empty] | 89.6% | 0.25698
[10 empty] | 89.6% | 0.25697
[10 empty] | 89.6% | 0.25697
[10 empty] | 89.61% | 0.25696
[10 empty] | 89.61% | 0.25696
[10 empty] | 89.61% | 0.25695
[10 empty] | 89.62% | 0.25694
[10 empty] | 89.62% | 0.25693
[10 empty] | 89.62% | 0.25693
[10 empty] | 89.62% | 0.25692
[10 empty] | 89.63% | 0.25692
[10 empty] | 89.63% | 0.2569
[10 empty] | 89.63% | 0.2569
[10 empty] | 89.64% | 0.25689
[10 empty] | 89.64% | 0.25688
[10 empty] | 89.64% | 0.25687
[10 empty] | 89.64% | 0.25687
[10 empty] | 89.65% | 0.25686
[10 empty] | 89.65% | 0.25686
[10 empty] | 89.65% | 0.25685
[10 empty] | 89.66% | 0.25685
[10 empty] | 89.66% | 0.25685
[10 empty] | 89.66% | 0.25683
[10 empty] | 89.66% | 0.25683
[10 empty] | 89.67% | 0.25682
[10 empty] | 89.67% | 0.25681
[10 empty] | 89.67% | 0.25681
[10 empty] | 89.68% | 0.2568
[10 empty] | 89.68% | 0.2568
[10 empty] | 89.68% | 0.2568
[10 empty] | 89.68% | 0.25678
[10 empty] | 89.69% | 0.25678
[10 empty] | 89.69% | 0.25677
[10 empty] | 89.69% | 0.25677
[10 empty] | 89.7% | 0.25676
[10 empty] | 89.7% | 0.25676
[10 empty] | 89.7% | 0.25675
[10 empty] | 89.7% | 0.25675
[10 empty] | 89.71% | 0.25673
[10 empty] | 89.71% | 0.25673
[10 empty] | 89.71% | 0.25672
[10 empty] | 89.72% | 0.25672
[10 empty] | 89.72% | 0.25672
[10 empty] | 89.72% | 0.25672
[10 empty] | 89.72% | 0.25671
[10 empty] | 89.73% | 0.2567
[10 empty] | 89.73% | 0.25669
[10 empty] | 89.73% | 0.25669
[10 empty] | 89.74% | 0.25668
[10 empty] | 89.74% | 0.25668
[10 empty] | 89.74% | 0.25666
[10 empty] | 89.74% | 0.25665
[10 empty] | 89.75% | 0.25665
[10 empty] | 89.75% | 0.25663
[10 empty] | 89.75% | 0.25663
[10 empty] | 89.76% | 0.25663
[10 empty] | 89.76% | 0.25663
[10 empty] | 89.76% | 0.25662
[10 empty] | 89.76% | 0.25662
[10 empty] | 89.77% | 0.25661
[10 empty] | 89.77% | 0.25661
[10 empty] | 89.77% | 0.25661
[10 empty] | 89.78% | 0.25655
[10 empty] | 89.78% | 0.25654
[10 empty] | 89.78% | 0.25653
[10 empty] | 89.78% | 0.25653
[10 empty] | 89.79% | 0.25652
[10 empty] | 89.79% | 0.25651
[10 empty] | 89.79% | 0.25651
[10 empty] | 89.8% | 0.2565
[10 empty] | 89.8% | 0.25649
[10 empty] | 89.8% | 0.25649
[10 empty] | 89.8% | 0.25649
[10 empty] | 89.81% | 0.25649
[10 empty] | 89.81% | 0.25648
[10 empty] | 89.81% | 0.25648
[10 empty] | 89.82% | 0.25648
[10 empty] | 89.82% | 0.25647
[10 empty] | 89.82% | 0.25647
[10 empty] | 89.82% | 0.25646
[10 empty] | 89.83% | 0.25646
[10 empty] | 89.83% | 0.25646
[10 empty] | 89.83% | 0.25646
[10 empty] | 89.84% | 0.25645
[10 empty] | 89.84% | 0.25644
[10 empty] | 89.84% | 0.25644
[10 empty] | 89.84% | 0.25643
[10 empty] | 89.85% | 0.25643
[10 empty] | 89.85% | 0.25643
[10 empty] | 89.85% | 0.25642
[10 empty] | 89.86% | 0.25642
[10 empty] | 89.86% | 0.25641
[10 empty] | 89.86% | 0.2564
[10 empty] | 89.86% | 0.2564
[10 empty] | 89.87% | 0.2564
[10 empty] | 89.87% | 0.2564
[10 empty] | 89.87% | 0.25639
[10 empty] | 89.88% | 0.25637
[10 empty] | 89.88% | 0.25636
[10 empty] | 89.88% | 0.25636
[10 empty] | 89.88% | 0.25634
[10 empty] | 89.89% | 0.25633
[10 empty] | 89.89% | 0.25632
[10 empty] | 89.89% | 0.25632
[10 empty] | 89.89% | 0.25631
[10 empty] | 89.9% | 0.25631
[10 empty] | 89.9% | 0.25631
[10 empty] | 89.9% | 0.2563
[10 empty] | 89.91% | 0.2563
[10 empty] | 89.91% | 0.2563
[10 empty] | 89.91% | 0.25628
[10 empty] | 89.91% | 0.25628
[10 empty] | 89.92% | 0.25627
[10 empty] | 89.92% | 0.25627
[10 empty] | 89.92% | 0.25626
[10 empty] | 89.93% | 0.25625
[10 empty] | 89.93% | 0.25625
[10 empty] | 89.93% | 0.25625
[10 empty] | 89.93% | 0.25624
[10 empty] | 89.94% | 0.25624
[10 empty] | 89.94% | 0.25623
[10 empty] | 89.94% | 0.25622
[10 empty] | 89.95% | 0.25622
[10 empty] | 89.95% | 0.25622
[10 empty] | 89.95% | 0.25621
[10 empty] | 89.95% | 0.2562
[10 empty] | 89.96% | 0.2562
[10 empty] | 89.96% | 0.25619
[10 empty] | 89.96% | 0.25619
[10 empty] | 89.97% | 0.25619
[10 empty] | 89.97% | 0.25617
[10 empty] | 89.97% | 0.25615
[10 empty] | 89.97% | 0.25614
[10 empty] | 89.98% | 0.25612
[10 empty] | 89.98% | 0.25612
[10 empty] | 89.98% | 0.25612
[10 empty] | 89.99% | 0.25611
[10 empty] | 89.99% | 0.2561
[10 empty] | 89.99% | 0.2561
[10 empty] | 89.99% | 0.2561
[10 empty] | 90% | 0.25609
[10 empty] | 90% | 0.25608
[10 empty] | 90% | 0.25608
[10 empty] | 90.01% | 0.25606
[10 empty] | 90.01% | 0.25605
[10 empty] | 90.01% | 0.25602
[10 empty] | 90.01% | 0.256
[10 empty] | 90.02% | 0.256
[10 empty] | 90.02% | 0.256
[10 empty] | 90.02% | 0.256
[10 empty] | 90.03% | 0.25599
[10 empty] | 90.03% | 0.25599
[10 empty] | 90.03% | 0.25598
[10 empty] | 90.03% | 0.25596
[10 empty] | 90.04% | 0.25596
[10 empty] | 90.04% | 0.25595
[10 empty] | 90.04% | 0.25595
[10 empty] | 90.05% | 0.25592
[10 empty] | 90.05% | 0.2559
[10 empty] | 90.05% | 0.2559
[10 empty] | 90.05% | 0.2559
[10 empty] | 90.06% | 0.2559
[10 empty] | 90.06% | 0.2559
[10 empty] | 90.06% | 0.2559
[10 empty] | 90.07% | 0.25587
[10 empty] | 90.07% | 0.25587
[10 empty] | 90.07% | 0.25586
[10 empty] | 90.07% | 0.25585
[10 empty] | 90.08% | 0.25585
[10 empty] | 90.08% | 0.25584
[10 empty] | 90.08% | 0.25583
[10 empty] | 90.09% | 0.25583
[10 empty] | 90.09% | 0.25582
[10 empty] | 90.09% | 0.25582
[10 empty] | 90.09% | 0.2558
[10 empty] | 90.1% | 0.2558
[10 empty] | 90.1% | 0.25579
[10 empty] | 90.1% | 0.25578
[10 empty] | 90.11% | 0.25578
[10 empty] | 90.11% | 0.25577
[10 empty] | 90.11% | 0.25575
[10 empty] | 90.11% | 0.25575
[10 empty] | 90.12% | 0.25571
[10 empty] | 90.12% | 0.2557
[10 empty] | 90.12% | 0.2557
[10 empty] | 90.13% | 0.2557
[10 empty] | 90.13% | 0.25569
[10 empty] | 90.13% | 0.25569
[10 empty] | 90.13% | 0.25567
[10 empty] | 90.14% | 0.25565
[10 empty] | 90.14% | 0.25565
[10 empty] | 90.14% | 0.25564
[10 empty] | 90.15% | 0.25563
[10 empty] | 90.15% | 0.25563
[10 empty] | 90.15% | 0.25563
[10 empty] | 90.15% | 0.25561
[10 empty] | 90.16% | 0.25561
[10 empty] | 90.16% | 0.2556
[10 empty] | 90.16% | 0.2556
[10 empty] | 90.17% | 0.2556
[10 empty] | 90.17% | 0.25559
[10 empty] | 90.17% | 0.25559
[10 empty] | 90.17% | 0.25558
[10 empty] | 90.18% | 0.25558
[10 empty] | 90.18% | 0.25558
[10 empty] | 90.18% | 0.25557
[10 empty] | 90.19% | 0.25556
[10 empty] | 90.19% | 0.25555
[10 empty] | 90.19% | 0.25554
[10 empty] | 90.19% | 0.25554
[10 empty] | 90.2% | 0.25553
[10 empty] | 90.2% | 0.25553
[10 empty] | 90.2% | 0.25552
[10 empty] | 90.21% | 0.25551
[10 empty] | 90.21% | 0.25551
[10 empty] | 90.21% | 0.2555
[10 empty] | 90.21% | 0.2555
[10 empty] | 90.22% | 0.25549
[10 empty] | 90.22% | 0.25548
[10 empty] | 90.22% | 0.25548
[10 empty] | 90.23% | 0.25547
[10 empty] | 90.23% | 0.25546
[10 empty] | 90.23% | 0.25546
[10 empty] | 90.23% | 0.25543
[10 empty] | 90.24% | 0.25543
[10 empty] | 90.24% | 0.2554
[10 empty] | 90.24% | 0.25539
[10 empty] | 90.25% | 0.25537
[10 empty] | 90.25% | 0.25537
[10 empty] | 90.25% | 0.25536
[10 empty] | 90.25% | 0.25533
[10 empty] | 90.26% | 0.25533
[10 empty] | 90.26% | 0.25533
[10 empty] | 90.26% | 0.25533
[10 empty] | 90.27% | 0.25532
[10 empty] | 90.27% | 0.25532
[10 empty] | 90.27% | 0.25531
[10 empty] | 90.27% | 0.25531
[10 empty] | 90.28% | 0.2553
[10 empty] | 90.28% | 0.25529
[10 empty] | 90.28% | 0.25529
[10 empty] | 90.29% | 0.25529
[10 empty] | 90.29% | 0.25527
[10 empty] | 90.29% | 0.25527
[10 empty] | 90.29% | 0.25527
[10 empty] | 90.3% | 0.25526
[10 empty] | 90.3% | 0.25525
[10 empty] | 90.3% | 0.25524
[10 empty] | 90.31% | 0.25524
[10 empty] | 90.31% | 0.25523
[10 empty] | 90.31% | 0.25523
[10 empty] | 90.31% | 0.25523
[10 empty] | 90.32% | 0.25522
[10 empty] | 90.32% | 0.25522
[10 empty] | 90.32% | 0.25522
[10 empty] | 90.33% | 0.2552
[10 empty] | 90.33% | 0.2552
[10 empty] | 90.33% | 0.2552
[10 empty] | 90.33% | 0.2552
[10 empty] | 90.34% | 0.25519
[10 empty] | 90.34% | 0.25519
[10 empty] | 90.34% | 0.25519
[10 empty] | 90.35% | 0.25518
[10 empty] | 90.35% | 0.25514
[10 empty] | 90.35% | 0.25514
[10 empty] | 90.35% | 0.25514
[10 empty] | 90.36% | 0.25513
[10 empty] | 90.36% | 0.25512
[10 empty] | 90.36% | 0.25511
[10 empty] | 90.37% | 0.25511
[10 empty] | 90.37% | 0.25509
[10 empty] | 90.37% | 0.25507
[10 empty] | 90.37% | 0.25507
[10 empty] | 90.38% | 0.25506
[10 empty] | 90.38% | 0.25506
[10 empty] | 90.38% | 0.25505
[10 empty] | 90.39% | 0.25504
[10 empty] | 90.39% | 0.25504
[10 empty] | 90.39% | 0.25502
[10 empty] | 90.39% | 0.25501
[10 empty] | 90.4% | 0.255
[10 empty] | 90.4% | 0.25499
[10 empty] | 90.4% | 0.25499
[10 empty] | 90.41% | 0.25498
[10 empty] | 90.41% | 0.25498
[10 empty] | 90.41% | 0.25497
[10 empty] | 90.41% | 0.25496
[10 empty] | 90.42% | 0.25496
[10 empty] | 90.42% | 0.25495
[10 empty] | 90.42% | 0.25495
[10 empty] | 90.43% | 0.25494
[10 empty] | 90.43% | 0.25494
[10 empty] | 90.43% | 0.25493
[10 empty] | 90.43% | 0.25491
[10 empty] | 90.44% | 0.25491
[10 empty] | 90.44% | 0.25491
[10 empty] | 90.44% | 0.2549
[10 empty] | 90.45% | 0.25488
[10 empty] | 90.45% | 0.25488
[10 empty] | 90.45% | 0.25487
[10 empty] | 90.45% | 0.25486
[10 empty] | 90.46% | 0.25486
[10 empty] | 90.46% | 0.25486
[10 empty] | 90.46% | 0.25485
[10 empty] | 90.47% | 0.25485
[10 empty] | 90.47% | 0.25485
[10 empty] | 90.47% | 0.25484
[10 empty] | 90.47% | 0.25482
[10 empty] | 90.48% | 0.25481
[10 empty] | 90.48% | 0.2548
[10 empty] | 90.48% | 0.2548
[10 empty] | 90.49% | 0.2548
[10 empty] | 90.49% | 0.2548
[10 empty] | 90.49% | 0.25479
[10 empty] | 90.49% | 0.25478
[10 empty] | 90.5% | 0.25478
[10 empty] | 90.5% | 0.25477
[10 empty] | 90.5% | 0.25476
[10 empty] | 90.51% | 0.25476
[10 empty] | 90.51% | 0.25475
[10 empty] | 90.51% | 0.25475
[10 empty] | 90.51% | 0.25474
[10 empty] | 90.52% | 0.25472
[10 empty] | 90.52% | 0.25472
[10 empty] | 90.52% | 0.25469
[10 empty] | 90.53% | 0.25469
[10 empty] | 90.53% | 0.25469
[10 empty] | 90.53% | 0.25468
[10 empty] | 90.53% | 0.25468
[10 empty] | 90.54% | 0.25468
[10 empty] | 90.54% | 0.25467
[10 empty] | 90.54% | 0.25466
[10 empty] | 90.55% | 0.25466
[10 empty] | 90.55% | 0.25465
[10 empty] | 90.55% | 0.25465
[10 empty] | 90.55% | 0.25465
[10 empty] | 90.56% | 0.25464
[10 empty] | 90.56% | 0.25462
[10 empty] | 90.56% | 0.25462
[10 empty] | 90.57% | 0.2546
[10 empty] | 90.57% | 0.25458
[10 empty] | 90.57% | 0.25456
[10 empty] | 90.57% | 0.25456
[10 empty] | 90.58% | 0.25454
[10 empty] | 90.58% | 0.25453
[10 empty] | 90.58% | 0.25453
[10 empty] | 90.59% | 0.25452
[10 empty] | 90.59% | 0.25451
[10 empty] | 90.59% | 0.2545
[10 empty] | 90.59% | 0.2545
[10 empty] | 90.6% | 0.2545
[10 empty] | 90.6% | 0.25449
[10 empty] | 90.6% | 0.25449
[10 empty] | 90.61% | 0.25449
[10 empty] | 90.61% | 0.25448
[10 empty] | 90.61% | 0.25447
[10 empty] | 90.61% | 0.25447
[10 empty] | 90.62% | 0.25446
[10 empty] | 90.62% | 0.25446
[10 empty] | 90.62% | 0.25446
[10 empty] | 90.63% | 0.25445
[10 empty] | 90.63% | 0.25445
[10 empty] | 90.63% | 0.25445
[10 empty] | 90.63% | 0.25443
[10 empty] | 90.64% | 0.25443
[10 empty] | 90.64% | 0.25441
[10 empty] | 90.64% | 0.25438
[10 empty] | 90.65% | 0.25438
[10 empty] | 90.65% | 0.25437
[10 empty] | 90.65% | 0.25437
[10 empty] | 90.65% | 0.25436
[10 empty] | 90.66% | 0.25436
[10 empty] | 90.66% | 0.25436
[10 empty] | 90.66% | 0.25434
[10 empty] | 90.67% | 0.25434
[10 empty] | 90.67% | 0.25433
[10 empty] | 90.67% | 0.25432
[10 empty] | 90.67% | 0.25431
[10 empty] | 90.68% | 0.2543
[10 empty] | 90.68% | 0.2543
[10 empty] | 90.68% | 0.25429
[10 empty] | 90.69% | 0.25428
[10 empty] | 90.69% | 0.25427
[10 empty] | 90.69% | 0.25426
[10 empty] | 90.69% | 0.25426
[10 empty] | 90.7% | 0.25426
[10 empty] | 90.7% | 0.25425
[10 empty] | 90.7% | 0.25423
[10 empty] | 90.71% | 0.25423
[10 empty] | 90.71% | 0.25421
[10 empty] | 90.71% | 0.2542
[10 empty] | 90.71% | 0.2542
[10 empty] | 90.72% | 0.2542
[10 empty] | 90.72% | 0.25419
[10 empty] | 90.72% | 0.25418
[10 empty] | 90.73% | 0.25418
[10 empty] | 90.73% | 0.25417
[10 empty] | 90.73% | 0.25415
[10 empty] | 90.73% | 0.25413
[10 empty] | 90.74% | 0.25413
[10 empty] | 90.74% | 0.25412
[10 empty] | 90.74% | 0.25411
[10 empty] | 90.75% | 0.2541
[10 empty] | 90.75% | 0.2541
[10 empty] | 90.75% | 0.25409
[10 empty] | 90.75% | 0.25409
[10 empty] | 90.76% | 0.25408
[10 empty] | 90.76% | 0.25407
[10 empty] | 90.76% | 0.25407
[10 empty] | 90.77% | 0.25406
[10 empty] | 90.77% | 0.25406
[10 empty] | 90.77% | 0.25406
[10 empty] | 90.77% | 0.25406
[10 empty] | 90.78% | 0.25405
[10 empty] | 90.78% | 0.25404
[10 empty] | 90.78% | 0.25404
[10 empty] | 90.79% | 0.25403
[10 empty] | 90.79% | 0.25401
[10 empty] | 90.79% | 0.254
[10 empty] | 90.79% | 0.254
[10 empty] | 90.8% | 0.254
[10 empty] | 90.8% | 0.254
[10 empty] | 90.8% | 0.25399
[10 empty] | 90.81% | 0.25398
[10 empty] | 90.81% | 0.25397
[10 empty] | 90.81% | 0.25397
[10 empty] | 90.81% | 0.25396
[10 empty] | 90.82% | 0.25396
[10 empty] | 90.82% | 0.25395
[10 empty] | 90.82% | 0.25395
[10 empty] | 90.83% | 0.25394
[10 empty] | 90.83% | 0.25393
[10 empty] | 90.83% | 0.25393
[10 empty] | 90.83% | 0.25392
[10 empty] | 90.84% | 0.25392
[10 empty] | 90.84% | 0.25392
[10 empty] | 90.84% | 0.25391
[10 empty] | 90.85% | 0.25391
[10 empty] | 90.85% | 0.2539
[10 empty] | 90.85% | 0.2539
[10 empty] | 90.85% | 0.25389
[10 empty] | 90.86% | 0.25388
[10 empty] | 90.86% | 0.25387
[10 empty] | 90.86% | 0.25387
[10 empty] | 90.87% | 0.25387
[10 empty] | 90.87% | 0.25385
[10 empty] | 90.87% | 0.25383
[10 empty] | 90.87% | 0.25383
[10 empty] | 90.88% | 0.25382
[10 empty] | 90.88% | 0.2538
[10 empty] | 90.88% | 0.25379
[10 empty] | 90.89% | 0.25378
[10 empty] | 90.89% | 0.25377
[10 empty] | 90.89% | 0.25376
[10 empty] | 90.89% | 0.25375
[10 empty] | 90.9% | 0.25375
[10 empty] | 90.9% | 0.25374
[10 empty] | 90.9% | 0.25374
[10 empty] | 90.91% | 0.25374
[10 empty] | 90.91% | 0.25372
[10 empty] | 90.91% | 0.25371
[10 empty] | 90.91% | 0.25371
[10 empty] | 90.92% | 0.2537
[10 empty] | 90.92% | 0.25369
[10 empty] | 90.92% | 0.25369
[10 empty] | 90.93% | 0.25369
[10 empty] | 90.93% | 0.25368
[10 empty] | 90.93% | 0.25367
[10 empty] | 90.93% | 0.25366
[10 empty] | 90.94% | 0.25365
[10 empty] | 90.94% | 0.25365
[10 empty] | 90.94% | 0.25365
[10 empty] | 90.95% | 0.25365
[10 empty] | 90.95% | 0.25364
[10 empty] | 90.95% | 0.25364
[10 empty] | 90.95% | 0.25364
[10 empty] | 90.96% | 0.25363
[10 empty] | 90.96% | 0.25363
[10 empty] | 90.96% | 0.25362
[10 empty] | 90.97% | 0.25361
[10 empty] | 90.97% | 0.2536
[10 empty] | 90.97% | 0.2536
[10 empty] | 90.97% | 0.2536
[10 empty] | 90.98% | 0.2536
[10 empty] | 90.98% | 0.25359
[10 empty] | 90.98% | 0.25359
[10 empty] | 90.99% | 0.25359
[10 empty] | 90.99% | 0.25358
[10 empty] | 90.99% | 0.25358
[10 empty] | 90.99% | 0.25358
[10 empty] | 91% | 0.25357
[10 empty] | 91% | 0.25356
[10 empty] | 91% | 0.25356
[10 empty] | 91.01% | 0.25355
[10 empty] | 91.01% | 0.25355
[10 empty] | 91.01% | 0.25354
[10 empty] | 91.01% | 0.25354
[10 empty] | 91.02% | 0.25353
[10 empty] | 91.02% | 0.25353
[10 empty] | 91.02% | 0.25353
[10 empty] | 91.03% | 0.25353
[10 empty] | 91.03% | 0.25352
[10 empty] | 91.03% | 0.25351
[10 empty] | 91.03% | 0.25351
[10 empty] | 91.04% | 0.25351
[10 empty] | 91.04% | 0.2535
[10 empty] | 91.04% | 0.25348
[10 empty] | 91.05% | 0.25348
[10 empty] | 91.05% | 0.25347
[10 empty] | 91.05% | 0.25346
[10 empty] | 91.05% | 0.25346
[10 empty] | 91.06% | 0.25345
[10 empty] | 91.06% | 0.25343
[10 empty] | 91.06% | 0.25342
[10 empty] | 91.07% | 0.25341
[10 empty] | 91.07% | 0.25339
[10 empty] | 91.07% | 0.25338
[10 empty] | 91.07% | 0.25337
[10 empty] | 91.08% | 0.25337
[10 empty] | 91.08% | 0.25336
[10 empty] | 91.08% | 0.25333
[10 empty] | 91.08% | 0.25332
[10 empty] | 91.09% | 0.25332
[10 empty] | 91.09% | 0.25331
[10 empty] | 91.09% | 0.2533
[10 empty] | 91.1% | 0.2533
[10 empty] | 91.1% | 0.25329
[10 empty] | 91.1% | 0.25328
[10 empty] | 91.1% | 0.25328
[10 empty] | 91.11% | 0.25328
[10 empty] | 91.11% | 0.25328
[10 empty] | 91.11% | 0.25327
[10 empty] | 91.12% | 0.25327
[10 empty] | 91.12% | 0.25327
[10 empty] | 91.12% | 0.25326
[10 empty] | 91.12% | 0.25324
[10 empty] | 91.13% | 0.25324
[10 empty] | 91.13% | 0.25322
[10 empty] | 91.13% | 0.2532
[10 empty] | 91.14% | 0.25318
[10 empty] | 91.14% | 0.25318
[10 empty] | 91.14% | 0.25317
[10 empty] | 91.14% | 0.25317
[10 empty] | 91.15% | 0.25317
[10 empty] | 91.15% | 0.25316
[10 empty] | 91.15% | 0.25316
[10 empty] | 91.16% | 0.25315
[10 empty] | 91.16% | 0.25313
[10 empty] | 91.16% | 0.25313
[10 empty] | 91.16% | 0.25312
[10 empty] | 91.17% | 0.2531
[10 empty] | 91.17% | 0.2531
[10 empty] | 91.17% | 0.2531
[10 empty] | 91.18% | 0.2531
[10 empty] | 91.18% | 0.2531
[10 empty] | 91.18% | 0.25308
[10 empty] | 91.18% | 0.25308
[10 empty] | 91.19% | 0.25306
[10 empty] | 91.19% | 0.25306
[10 empty] | 91.19% | 0.25303
[10 empty] | 91.2% | 0.25303
[10 empty] | 91.2% | 0.25303
[10 empty] | 91.2% | 0.25303
[10 empty] | 91.2% | 0.25302
[10 empty] | 91.21% | 0.25302
[10 empty] | 91.21% | 0.25302
[10 empty] | 91.21% | 0.25301
[10 empty] | 91.22% | 0.253
[10 empty] | 91.22% | 0.25299
[10 empty] | 91.22% | 0.25299
[10 empty] | 91.22% | 0.25299
[10 empty] | 91.23% | 0.25298
[10 empty] | 91.23% | 0.25298
[10 empty] | 91.23% | 0.25297
[10 empty] | 91.24% | 0.25297
[10 empty] | 91.24% | 0.25295
[10 empty] | 91.24% | 0.25294
[10 empty] | 91.24% | 0.25293
[10 empty] | 91.25% | 0.25291
[10 empty] | 91.25% | 0.2529
[10 empty] | 91.25% | 0.2529
[10 empty] | 91.26% | 0.25289
[10 empty] | 91.26% | 0.25288
[10 empty] | 91.26% | 0.25286
[10 empty] | 91.26% | 0.25284
[10 empty] | 91.27% | 0.25284
[10 empty] | 91.27% | 0.25284
[10 empty] | 91.27% | 0.25283
[10 empty] | 91.28% | 0.2528
[10 empty] | 91.28% | 0.2528
[10 empty] | 91.28% | 0.2528
[10 empty] | 91.28% | 0.25279
[10 empty] | 91.29% | 0.25279
[10 empty] | 91.29% | 0.25278
[10 empty] | 91.29% | 0.25277
[10 empty] | 91.3% | 0.25276
[10 empty] | 91.3% | 0.25276
[10 empty] | 91.3% | 0.25273
[10 empty] | 91.3% | 0.25273
[10 empty] | 91.31% | 0.25273
[10 empty] | 91.31% | 0.25273
[10 empty] | 91.31% | 0.25273
[10 empty] | 91.32% | 0.25272
[10 empty] | 91.32% | 0.25272
[10 empty] | 91.32% | 0.25272
[10 empty] | 91.32% | 0.25271
[10 empty] | 91.33% | 0.25268
[10 empty] | 91.33% | 0.25267
[10 empty] | 91.33% | 0.25267
[10 empty] | 91.34% | 0.25266
[10 empty] | 91.34% | 0.25266
[10 empty] | 91.34% | 0.25265
[10 empty] | 91.34% | 0.25265
[10 empty] | 91.35% | 0.25264
[10 empty] | 91.35% | 0.25264
[10 empty] | 91.35% | 0.25263
[10 empty] | 91.36% | 0.2526
[10 empty] | 91.36% | 0.2526
[10 empty] | 91.36% | 0.25259
[10 empty] | 91.36% | 0.25256
[10 empty] | 91.37% | 0.25254
[10 empty] | 91.37% | 0.25253
[10 empty] | 91.37% | 0.25253
[10 empty] | 91.38% | 0.25252
[10 empty] | 91.38% | 0.25251
[10 empty] | 91.38% | 0.25249
[10 empty] | 91.38% | 0.25246
[10 empty] | 91.39% | 0.25246
[10 empty] | 91.39% | 0.25245
[10 empty] | 91.39% | 0.25245
[10 empty] | 91.4% | 0.25245
[10 empty] | 91.4% | 0.25244
[10 empty] | 91.4% | 0.25243
[10 empty] | 91.4% | 0.25242
[10 empty] | 91.41% | 0.25241
[10 empty] | 91.41% | 0.25239
[10 empty] | 91.41% | 0.25239
[10 empty] | 91.42% | 0.25236
[10 empty] | 91.42% | 0.25236
[10 empty] | 91.42% | 0.25235
[10 empty] | 91.42% | 0.25235
[10 empty] | 91.43% | 0.25234
[10 empty] | 91.43% | 0.25233
[10 empty] | 91.43% | 0.25232
[10 empty] | 91.44% | 0.25231
[10 empty] | 91.44% | 0.2523
[10 empty] | 91.44% | 0.25227
[10 empty] | 91.44% | 0.25225
[10 empty] | 91.45% | 0.25224
[10 empty] | 91.45% | 0.25224
[10 empty] | 91.45% | 0.25224
[10 empty] | 91.46% | 0.25223
[10 empty] | 91.46% | 0.25222
[10 empty] | 91.46% | 0.25222
[10 empty] | 91.46% | 0.25222
[10 empty] | 91.47% | 0.25221
[10 empty] | 91.47% | 0.2522
[10 empty] | 91.47% | 0.2522
[10 empty] | 91.48% | 0.2522
[10 empty] | 91.48% | 0.2522
[10 empty] | 91.48% | 0.25219
[10 empty] | 91.48% | 0.25219
[10 empty] | 91.49% | 0.25219
[10 empty] | 91.49% | 0.25218
[10 empty] | 91.49% | 0.25216
[10 empty] | 91.5% | 0.25216
[10 empty] | 91.5% | 0.25216
[10 empty] | 91.5% | 0.25216
[10 empty] | 91.5% | 0.25215
[10 empty] | 91.51% | 0.25214
[10 empty] | 91.51% | 0.25213
[10 empty] | 91.51% | 0.25212
[10 empty] | 91.52% | 0.25211
[10 empty] | 91.52% | 0.2521
[10 empty] | 91.52% | 0.25209
[10 empty] | 91.52% | 0.25209
[10 empty] | 91.53% | 0.25209
[10 empty] | 91.53% | 0.25209
[10 empty] | 91.53% | 0.25208
[10 empty] | 91.54% | 0.25208
[10 empty] | 91.54% | 0.25207
[10 empty] | 91.54% | 0.25204
[10 empty] | 91.54% | 0.25203
[10 empty] | 91.55% | 0.25203
[10 empty] | 91.55% | 0.25202
[10 empty] | 91.55% | 0.25202
[10 empty] | 91.56% | 0.25202
[10 empty] | 91.56% | 0.25201
[10 empty] | 91.56% | 0.25201
[10 empty] | 91.56% | 0.25201
[10 empty] | 91.57% | 0.25201
[10 empty] | 91.57% | 0.252
[10 empty] | 91.57% | 0.252
[10 empty] | 91.58% | 0.25199
[10 empty] | 91.58% | 0.25199
[10 empty] | 91.58% | 0.25197
[10 empty] | 91.58% | 0.25197
[10 empty] | 91.59% | 0.25196
[10 empty] | 91.59% | 0.25196
[10 empty] | 91.59% | 0.25196
[10 empty] | 91.6% | 0.25195
[10 empty] | 91.6% | 0.25194
[10 empty] | 91.6% | 0.25193
[10 empty] | 91.6% | 0.25193
[10 empty] | 91.61% | 0.25193
[10 empty] | 91.61% | 0.25192
[10 empty] | 91.61% | 0.25192
[10 empty] | 91.62% | 0.25191
[10 empty] | 91.62% | 0.25191
[10 empty] | 91.62% | 0.25191
[10 empty] | 91.62% | 0.2519
[10 empty] | 91.63% | 0.2519
[10 empty] | 91.63% | 0.2519
[10 empty] | 91.63% | 0.25189
[10 empty] | 91.64% | 0.25189
[10 empty] | 91.64% | 0.25188
[10 empty] | 91.64% | 0.25187
[10 empty] | 91.64% | 0.25187
[10 empty] | 91.65% | 0.25186
[10 empty] | 91.65% | 0.25184
[10 empty] | 91.65% | 0.25184
[10 empty] | 91.66% | 0.25182
[10 empty] | 91.66% | 0.25182
[10 empty] | 91.66% | 0.25179
[10 empty] | 91.66% | 0.25179
[10 empty] | 91.67% | 0.25178
[10 empty] | 91.67% | 0.25177
[10 empty] | 91.67% | 0.25176
[10 empty] | 91.68% | 0.25176
[10 empty] | 91.68% | 0.25175
[10 empty] | 91.68% | 0.25173
[10 empty] | 91.68% | 0.25173
[10 empty] | 91.69% | 0.25172
[10 empty] | 91.69% | 0.25172
[10 empty] | 91.69% | 0.25172
[10 empty] | 91.7% | 0.25171
[10 empty] | 91.7% | 0.25171
[10 empty] | 91.7% | 0.2517
[10 empty] | 91.7% | 0.2517
[10 empty] | 91.71% | 0.2517
[10 empty] | 91.71% | 0.2517
[10 empty] | 91.71% | 0.25169
[10 empty] | 91.72% | 0.25168
[10 empty] | 91.72% | 0.25167
[10 empty] | 91.72% | 0.25167
[10 empty] | 91.72% | 0.25167
[10 empty] | 91.73% | 0.25167
[10 empty] | 91.73% | 0.25166
[10 empty] | 91.73% | 0.25166
[10 empty] | 91.74% | 0.25166
[10 empty] | 91.74% | 0.25166
[10 empty] | 91.74% | 0.25165
[10 empty] | 91.74% | 0.25163
[10 empty] | 91.75% | 0.25161
[10 empty] | 91.75% | 0.2516
[10 empty] | 91.75% | 0.2516
[10 empty] | 91.76% | 0.2516
[10 empty] | 91.76% | 0.25157
[10 empty] | 91.76% | 0.25157
[10 empty] | 91.76% | 0.25157
[10 empty] | 91.77% | 0.25156
[10 empty] | 91.77% | 0.25156
[10 empty] | 91.77% | 0.25155
[10 empty] | 91.78% | 0.25154
[10 empty] | 91.78% | 0.25151
[10 empty] | 91.78% | 0.25151
[10 empty] | 91.78% | 0.25149
[10 empty] | 91.79% | 0.25149
[10 empty] | 91.79% | 0.25148
[10 empty] | 91.79% | 0.25147
[10 empty] | 91.8% | 0.25146
[10 empty] | 91.8% | 0.25146
[10 empty] | 91.8% | 0.25145
[10 empty] | 91.8% | 0.25145
[10 empty] | 91.81% | 0.25145
[10 empty] | 91.81% | 0.25144
[10 empty] | 91.81% | 0.25143
[10 empty] | 91.82% | 0.2514
[10 empty] | 91.82% | 0.25139
[10 empty] | 91.82% | 0.25138
[10 empty] | 91.82% | 0.25138
[10 empty] | 91.83% | 0.25137
[10 empty] | 91.83% | 0.25137
[10 empty] | 91.83% | 0.25136
[10 empty] | 91.84% | 0.25135
[10 empty] | 91.84% | 0.25134
[10 empty] | 91.84% | 0.25134
[10 empty] | 91.84% | 0.25133
[10 empty] | 91.85% | 0.25133
[10 empty] | 91.85% | 0.25131
[10 empty] | 91.85% | 0.25131
[10 empty] | 91.86% | 0.2513
[10 empty] | 91.86% | 0.25128
[10 empty] | 91.86% | 0.25127
[10 empty] | 91.86% | 0.25127
[10 empty] | 91.87% | 0.25126
[10 empty] | 91.87% | 0.25126
[10 empty] | 91.87% | 0.25121
[10 empty] | 91.88% | 0.25121
[10 empty] | 91.88% | 0.25121
[10 empty] | 91.88% | 0.2512
[10 empty] | 91.88% | 0.2512
[10 empty] | 91.89% | 0.25119
[10 empty] | 91.89% | 0.25118
[10 empty] | 91.89% | 0.25115
[10 empty] | 91.9% | 0.25114
[10 empty] | 91.9% | 0.25113
[10 empty] | 91.9% | 0.25112
[10 empty] | 91.9% | 0.25111
[10 empty] | 91.91% | 0.2511
[10 empty] | 91.91% | 0.2511
[10 empty] | 91.91% | 0.2511
[10 empty] | 91.92% | 0.25109
[10 empty] | 91.92% | 0.25108
[10 empty] | 91.92% | 0.25108
[10 empty] | 91.92% | 0.25107
[10 empty] | 91.93% | 0.25107
[10 empty] | 91.93% | 0.25105
[10 empty] | 91.93% | 0.25105
[10 empty] | 91.94% | 0.25103
[10 empty] | 91.94% | 0.25103
[10 empty] | 91.94% | 0.25102
[10 empty] | 91.94% | 0.25102
[10 empty] | 91.95% | 0.25101
[10 empty] | 91.95% | 0.25101
[10 empty] | 91.95% | 0.251
[10 empty] | 91.96% | 0.25099
[10 empty] | 91.96% | 0.25099
[10 empty] | 91.96% | 0.25099
[10 empty] | 91.96% | 0.25099
[10 empty] | 91.97% | 0.25099
[10 empty] | 91.97% | 0.25098
[10 empty] | 91.97% | 0.25098
[10 empty] | 91.98% | 0.25098
[10 empty] | 91.98% | 0.25098
[10 empty] | 91.98% | 0.25097
[10 empty] | 91.98% | 0.25097
[10 empty] | 91.99% | 0.25096
[10 empty] | 91.99% | 0.25096
[10 empty] | 91.99% | 0.25096
[10 empty] | 92% | 0.25095
[10 empty] | 92% | 0.25095
[10 empty] | 92% | 0.25095
[10 empty] | 92% | 0.25095
[10 empty] | 92.01% | 0.25095
[10 empty] | 92.01% | 0.25094
[10 empty] | 92.01% | 0.25094
[10 empty] | 92.02% | 0.25093
[10 empty] | 92.02% | 0.25092
[10 empty] | 92.02% | 0.25092
[10 empty] | 92.02% | 0.25091
[10 empty] | 92.03% | 0.25091
[10 empty] | 92.03% | 0.25091
[10 empty] | 92.03% | 0.2509
[10 empty] | 92.04% | 0.2509
[10 empty] | 92.04% | 0.25088
[10 empty] | 92.04% | 0.25088
[10 empty] | 92.04% | 0.25088
[10 empty] | 92.05% | 0.25088
[10 empty] | 92.05% | 0.25088
[10 empty] | 92.05% | 0.25086
[10 empty] | 92.06% | 0.25085
[10 empty] | 92.06% | 0.25085
[10 empty] | 92.06% | 0.25084
[10 empty] | 92.06% | 0.25083
[10 empty] | 92.07% | 0.25082
[10 empty] | 92.07% | 0.25081
[10 empty] | 92.07% | 0.25081
[10 empty] | 92.08% | 0.25081
[10 empty] | 92.08% | 0.2508
[10 empty] | 92.08% | 0.25079
[10 empty] | 92.08% | 0.25078
[10 empty] | 92.09% | 0.25078
[10 empty] | 92.09% | 0.25076
[10 empty] | 92.09% | 0.25075
[10 empty] | 92.1% | 0.25075
[10 empty] | 92.1% | 0.25074
[10 empty] | 92.1% | 0.25074
[10 empty] | 92.1% | 0.25072
[10 empty] | 92.11% | 0.25072
[10 empty] | 92.11% | 0.25071
[10 empty] | 92.11% | 0.25071
[10 empty] | 92.12% | 0.25069
[10 empty] | 92.12% | 0.25066
[10 empty] | 92.12% | 0.25066
[10 empty] | 92.12% | 0.25066
[10 empty] | 92.13% | 0.25066
[10 empty] | 92.13% | 0.25065
[10 empty] | 92.13% | 0.25065
[10 empty] | 92.14% | 0.25064
[10 empty] | 92.14% | 0.25062
[10 empty] | 92.14% | 0.25062
[10 empty] | 92.14% | 0.25062
[10 empty] | 92.15% | 0.25061
[10 empty] | 92.15% | 0.2506
[10 empty] | 92.15% | 0.2506
[10 empty] | 92.16% | 0.25058
[10 empty] | 92.16% | 0.25058
[10 empty] | 92.16% | 0.25058
[10 empty] | 92.16% | 0.25058
[10 empty] | 92.17% | 0.25056
[10 empty] | 92.17% | 0.25054
[10 empty] | 92.17% | 0.25053
[10 empty] | 92.18% | 0.25052
[10 empty] | 92.18% | 0.25052
[10 empty] | 92.18% | 0.25052
[10 empty] | 92.18% | 0.2505
[10 empty] | 92.19% | 0.2505
[10 empty] | 92.19% | 0.25049
[10 empty] | 92.19% | 0.25049
[10 empty] | 92.2% | 0.25048
[10 empty] | 92.2% | 0.25047
[10 empty] | 92.2% | 0.25046
[10 empty] | 92.2% | 0.25046
[10 empty] | 92.21% | 0.25046
[10 empty] | 92.21% | 0.25046
[10 empty] | 92.21% | 0.25045
[10 empty] | 92.22% | 0.25045
[10 empty] | 92.22% | 0.25044
[10 empty] | 92.22% | 0.25044
[10 empty] | 92.22% | 0.25043
[10 empty] | 92.23% | 0.25042
[10 empty] | 92.23% | 0.25042
[10 empty] | 92.23% | 0.2504
[10 empty] | 92.24% | 0.25038
[10 empty] | 92.24% | 0.25037
[10 empty] | 92.24% | 0.25037
[10 empty] | 92.24% | 0.25036
[10 empty] | 92.25% | 0.25035
[10 empty] | 92.25% | 0.25035
[10 empty] | 92.25% | 0.25035
[10 empty] | 92.26% | 0.25034
[10 empty] | 92.26% | 0.25034
[10 empty] | 92.26% | 0.25034
[10 empty] | 92.26% | 0.25034
[10 empty] | 92.27% | 0.25033
[10 empty] | 92.27% | 0.25032
[10 empty] | 92.27% | 0.25032
[10 empty] | 92.27% | 0.25031
[10 empty] | 92.28% | 0.2503
[10 empty] | 92.28% | 0.25029
[10 empty] | 92.28% | 0.25029
[10 empty] | 92.29% | 0.25026
[10 empty] | 92.29% | 0.25026
[10 empty] | 92.29% | 0.25025
[10 empty] | 92.29% | 0.25024
[10 empty] | 92.3% | 0.25024
[10 empty] | 92.3% | 0.25022
[10 empty] | 92.3% | 0.25021
[10 empty] | 92.31% | 0.25021
[10 empty] | 92.31% | 0.25021
[10 empty] | 92.31% | 0.2502
[10 empty] | 92.31% | 0.2502
[10 empty] | 92.32% | 0.25018
[10 empty] | 92.32% | 0.25017
[10 empty] | 92.32% | 0.25016
[10 empty] | 92.33% | 0.25014
[10 empty] | 92.33% | 0.25013
[10 empty] | 92.33% | 0.25013
[10 empty] | 92.33% | 0.25012
[10 empty] | 92.34% | 0.25012
[10 empty] | 92.34% | 0.2501
[10 empty] | 92.34% | 0.25009
[10 empty] | 92.35% | 0.25009
[10 empty] | 92.35% | 0.25009
[10 empty] | 92.35% | 0.25007
[10 empty] | 92.35% | 0.25007
[10 empty] | 92.36% | 0.25006
[10 empty] | 92.36% | 0.25006
[10 empty] | 92.36% | 0.25005
[10 empty] | 92.37% | 0.25005
[10 empty] | 92.37% | 0.25004
[10 empty] | 92.37% | 0.25004
[10 empty] | 92.37% | 0.25004
[10 empty] | 92.38% | 0.25004
[10 empty] | 92.38% | 0.25002
[10 empty] | 92.38% | 0.25002
[10 empty] | 92.39% | 0.25002
[10 empty] | 92.39% | 0.25001
[10 empty] | 92.39% | 0.25001
[10 empty] | 92.39% | 0.25
[10 empty] | 92.4% | 0.24998
[10 empty] | 92.4% | 0.24997
[10 empty] | 92.4% | 0.24996
[10 empty] | 92.41% | 0.24995
[10 empty] | 92.41% | 0.24995
[10 empty] | 92.41% | 0.24994
[10 empty] | 92.41% | 0.24991
[10 empty] | 92.42% | 0.24989
[10 empty] | 92.42% | 0.24989
[10 empty] | 92.42% | 0.24988
[10 empty] | 92.43% | 0.24987
[10 empty] | 92.43% | 0.24987
[10 empty] | 92.43% | 0.24986
[10 empty] | 92.43% | 0.24986
[10 empty] | 92.44% | 0.24986
[10 empty] | 92.44% | 0.24986
[10 empty] | 92.44% | 0.24985
[10 empty] | 92.45% | 0.24985
[10 empty] | 92.45% | 0.24984
[10 empty] | 92.45% | 0.24984
[10 empty] | 92.45% | 0.24983
[10 empty] | 92.46% | 0.24983
[10 empty] | 92.46% | 0.24983
[10 empty] | 92.46% | 0.24983
[10 empty] | 92.47% | 0.24983
[10 empty] | 92.47% | 0.24983
[10 empty] | 92.47% | 0.24982
[10 empty] | 92.47% | 0.24982
[10 empty] | 92.48% | 0.2498
[10 empty] | 92.48% | 0.2498
[10 empty] | 92.48% | 0.2498
[10 empty] | 92.49% | 0.24979
[10 empty] | 92.49% | 0.24979
[10 empty] | 92.49% | 0.24978
[10 empty] | 92.49% | 0.24978
[10 empty] | 92.5% | 0.24978
[10 empty] | 92.5% | 0.24977
[10 empty] | 92.5% | 0.24977
[10 empty] | 92.51% | 0.24977
[10 empty] | 92.51% | 0.24977
[10 empty] | 92.51% | 0.24977
[10 empty] | 92.51% | 0.24975
[10 empty] | 92.52% | 0.24974
[10 empty] | 92.52% | 0.24974
[10 empty] | 92.52% | 0.24974
[10 empty] | 92.53% | 0.24974
[10 empty] | 92.53% | 0.24973
[10 empty] | 92.53% | 0.24971
[10 empty] | 92.53% | 0.24971
[10 empty] | 92.54% | 0.24969
[10 empty] | 92.54% | 0.24969
[10 empty] | 92.54% | 0.24969
[10 empty] | 92.55% | 0.24968
[10 empty] | 92.55% | 0.24967
[10 empty] | 92.55% | 0.24963
[10 empty] | 92.55% | 0.24963
[10 empty] | 92.56% | 0.24963
[10 empty] | 92.56% | 0.24962
[10 empty] | 92.56% | 0.24961
[10 empty] | 92.57% | 0.24959
[10 empty] | 92.57% | 0.24957
[10 empty] | 92.57% | 0.24957
[10 empty] | 92.57% | 0.24957
[10 empty] | 92.58% | 0.24956
[10 empty] | 92.58% | 0.24956
[10 empty] | 92.58% | 0.24956
[10 empty] | 92.59% | 0.24955
[10 empty] | 92.59% | 0.24953
[10 empty] | 92.59% | 0.24952
[10 empty] | 92.59% | 0.24952
[10 empty] | 92.6% | 0.24951
[10 empty] | 92.6% | 0.24951
[10 empty] | 92.6% | 0.24949
[10 empty] | 92.61% | 0.24948
[10 empty] | 92.61% | 0.24948
[10 empty] | 92.61% | 0.24947
[10 empty] | 92.61% | 0.24945
[10 empty] | 92.62% | 0.24945
[10 empty] | 92.62% | 0.24944
[10 empty] | 92.62% | 0.24944
[10 empty] | 92.63% | 0.24943
[10 empty] | 92.63% | 0.24942
[10 empty] | 92.63% | 0.24942
[10 empty] | 92.63% | 0.24942
[10 empty] | 92.64% | 0.24941
[10 empty] | 92.64% | 0.2494
[10 empty] | 92.64% | 0.2494
[10 empty] | 92.65% | 0.2494
[10 empty] | 92.65% | 0.24939
[10 empty] | 92.65% | 0.24939
[10 empty] | 92.65% | 0.24938
[10 empty] | 92.66% | 0.24938
[10 empty] | 92.66% | 0.24935
[10 empty] | 92.66% | 0.24935
[10 empty] | 92.67% | 0.24933
[10 empty] | 92.67% | 0.24931
[10 empty] | 92.67% | 0.24931
[10 empty] | 92.67% | 0.2493
[10 empty] | 92.68% | 0.2493
[10 empty] | 92.68% | 0.24929
[10 empty] | 92.68% | 0.24927
[10 empty] | 92.69% | 0.24924
[10 empty] | 92.69% | 0.24922
[10 empty] | 92.69% | 0.24922
[10 empty] | 92.69% | 0.24921
[10 empty] | 92.7% | 0.24921
[10 empty] | 92.7% | 0.2492
[10 empty] | 92.7% | 0.24919
[10 empty] | 92.71% | 0.24919
[10 empty] | 92.71% | 0.24918
[10 empty] | 92.71% | 0.24918
[10 empty] | 92.71% | 0.24917
[10 empty] | 92.72% | 0.24917
[10 empty] | 92.72% | 0.24917
[10 empty] | 92.72% | 0.24917
[10 empty] | 92.73% | 0.24914
[10 empty] | 92.73% | 0.24914
[10 empty] | 92.73% | 0.24913
[10 empty] | 92.73% | 0.24912
[10 empty] | 92.74% | 0.24911
[10 empty] | 92.74% | 0.24911
[10 empty] | 92.74% | 0.24911
[10 empty] | 92.75% | 0.24911
[10 empty] | 92.75% | 0.2491
[10 empty] | 92.75% | 0.2491
[10 empty] | 92.75% | 0.24909
[10 empty] | 92.76% | 0.24909
[10 empty] | 92.76% | 0.24908
[10 empty] | 92.76% | 0.24906
[10 empty] | 92.77% | 0.24906
[10 empty] | 92.77% | 0.24906
[10 empty] | 92.77% | 0.24905
[10 empty] | 92.77% | 0.24905
[10 empty] | 92.78% | 0.24904
[10 empty] | 92.78% | 0.24904
[10 empty] | 92.78% | 0.24902
[10 empty] | 92.79% | 0.24901
[10 empty] | 92.79% | 0.249
[10 empty] | 92.79% | 0.249
[10 empty] | 92.79% | 0.24899
[10 empty] | 92.8% | 0.24899
[10 empty] | 92.8% | 0.24898
[10 empty] | 92.8% | 0.24898
[10 empty] | 92.81% | 0.24897
[10 empty] | 92.81% | 0.24896
[10 empty] | 92.81% | 0.24895
[10 empty] | 92.81% | 0.24895
[10 empty] | 92.82% | 0.24895
[10 empty] | 92.82% | 0.24894
[10 empty] | 92.82% | 0.24893
[10 empty] | 92.83% | 0.24893
[10 empty] | 92.83% | 0.24893
[10 empty] | 92.83% | 0.24891
[10 empty] | 92.83% | 0.2489
[10 empty] | 92.84% | 0.24889
[10 empty] | 92.84% | 0.24889
[10 empty] | 92.84% | 0.24889
[10 empty] | 92.85% | 0.24888
[10 empty] | 92.85% | 0.24887
[10 empty] | 92.85% | 0.24886
[10 empty] | 92.85% | 0.24886
[10 empty] | 92.86% | 0.24884
[10 empty] | 92.86% | 0.24884
[10 empty] | 92.86% | 0.24883
[10 empty] | 92.87% | 0.24882
[10 empty] | 92.87% | 0.24882
[10 empty] | 92.87% | 0.24881
[10 empty] | 92.87% | 0.24879
[10 empty] | 92.88% | 0.24877
[10 empty] | 92.88% | 0.24877
[10 empty] | 92.88% | 0.24877
[10 empty] | 92.89% | 0.24877
[10 empty] | 92.89% | 0.24876
[10 empty] | 92.89% | 0.24875
[10 empty] | 92.89% | 0.24873
[10 empty] | 92.9% | 0.24873
[10 empty] | 92.9% | 0.24873
[10 empty] | 92.9% | 0.24871
[10 empty] | 92.91% | 0.24871
[10 empty] | 92.91% | 0.2487
[10 empty] | 92.91% | 0.2487
[10 empty] | 92.91% | 0.24869
[10 empty] | 92.92% | 0.24869
[10 empty] | 92.92% | 0.24867
[10 empty] | 92.92% | 0.24867
[10 empty] | 92.93% | 0.24867
[10 empty] | 92.93% | 0.24866
[10 empty] | 92.93% | 0.24865
[10 empty] | 92.93% | 0.24865
[10 empty] | 92.94% | 0.24864
[10 empty] | 92.94% | 0.24864
[10 empty] | 92.94% | 0.24863
[10 empty] | 92.95% | 0.24863
[10 empty] | 92.95% | 0.24861
[10 empty] | 92.95% | 0.2486
[10 empty] | 92.95% | 0.2486
[10 empty] | 92.96% | 0.24859
[10 empty] | 92.96% | 0.24859
[10 empty] | 92.96% | 0.24858
[10 empty] | 92.97% | 0.24858
[10 empty] | 92.97% | 0.24858
[10 empty] | 92.97% | 0.24857
[10 empty] | 92.97% | 0.24855
[10 empty] | 92.98% | 0.24854
[10 empty] | 92.98% | 0.24854
[10 empty] | 92.98% | 0.24853
[10 empty] | 92.99% | 0.24851
[10 empty] | 92.99% | 0.2485
[10 empty] | 92.99% | 0.24849
[10 empty] | 92.99% | 0.24848
[10 empty] | 93% | 0.24848
[10 empty] | 93% | 0.24846
[10 empty] | 93% | 0.24846
[10 empty] | 93.01% | 0.24845
[10 empty] | 93.01% | 0.24844
[10 empty] | 93.01% | 0.24843
[10 empty] | 93.01% | 0.24843
[10 empty] | 93.02% | 0.24842
[10 empty] | 93.02% | 0.24841
[10 empty] | 93.02% | 0.24841
[10 empty] | 93.03% | 0.24841
[10 empty] | 93.03% | 0.24841
[10 empty] | 93.03% | 0.24841
[10 empty] | 93.03% | 0.24841
[10 empty] | 93.04% | 0.24839
[10 empty] | 93.04% | 0.24839
[10 empty] | 93.04% | 0.24838
[10 empty] | 93.05% | 0.24838
[10 empty] | 93.05% | 0.24837
[10 empty] | 93.05% | 0.24837
[10 empty] | 93.05% | 0.24837
[10 empty] | 93.06% | 0.24836
[10 empty] | 93.06% | 0.24836
[10 empty] | 93.06% | 0.24834
[10 empty] | 93.07% | 0.24833
[10 empty] | 93.07% | 0.24832
[10 empty] | 93.07% | 0.24831
[10 empty] | 93.07% | 0.2483
[10 empty] | 93.08% | 0.2483
[10 empty] | 93.08% | 0.2483
[10 empty] | 93.08% | 0.24829
[10 empty] | 93.09% | 0.24829
[10 empty] | 93.09% | 0.24828
[10 empty] | 93.09% | 0.24828
[10 empty] | 93.09% | 0.24827
[10 empty] | 93.1% | 0.24826
[10 empty] | 93.1% | 0.24826
[10 empty] | 93.1% | 0.24823
[10 empty] | 93.11% | 0.24823
[10 empty] | 93.11% | 0.24822
[10 empty] | 93.11% | 0.24822
[10 empty] | 93.11% | 0.24821
[10 empty] | 93.12% | 0.24821
[10 empty] | 93.12% | 0.2482
[10 empty] | 93.12% | 0.2482
[10 empty] | 93.13% | 0.24818
[10 empty] | 93.13% | 0.24816
[10 empty] | 93.13% | 0.24816
[10 empty] | 93.13% | 0.24815
[10 empty] | 93.14% | 0.24814
[10 empty] | 93.14% | 0.24814
[10 empty] | 93.14% | 0.24814
[10 empty] | 93.15% | 0.24813
[10 empty] | 93.15% | 0.24813
[10 empty] | 93.15% | 0.24813
[10 empty] | 93.15% | 0.24813
[10 empty] | 93.16% | 0.24812
[10 empty] | 93.16% | 0.24812
[10 empty] | 93.16% | 0.2481
[10 empty] | 93.17% | 0.2481
[10 empty] | 93.17% | 0.2481
[10 empty] | 93.17% | 0.24809
[10 empty] | 93.17% | 0.24807
[10 empty] | 93.18% | 0.24807
[10 empty] | 93.18% | 0.24807
[10 empty] | 93.18% | 0.24805
[10 empty] | 93.19% | 0.24805
[10 empty] | 93.19% | 0.24804
[10 empty] | 93.19% | 0.24803
[10 empty] | 93.19% | 0.24802
[10 empty] | 93.2% | 0.24801
[10 empty] | 93.2% | 0.248
[10 empty] | 93.2% | 0.24799
[10 empty] | 93.21% | 0.24798
[10 empty] | 93.21% | 0.24798
[10 empty] | 93.21% | 0.24797
[10 empty] | 93.21% | 0.24797
[10 empty] | 93.22% | 0.24797
[10 empty] | 93.22% | 0.24796
[10 empty] | 93.22% | 0.24796
[10 empty] | 93.23% | 0.24796
[10 empty] | 93.23% | 0.24795
[10 empty] | 93.23% | 0.24793
[10 empty] | 93.23% | 0.24791
[10 empty] | 93.24% | 0.2479
[10 empty] | 93.24% | 0.24789
[10 empty] | 93.24% | 0.24789
[10 empty] | 93.25% | 0.24789
[10 empty] | 93.25% | 0.24786
[10 empty] | 93.25% | 0.24786
[10 empty] | 93.25% | 0.24785
[10 empty] | 93.26% | 0.24785
[10 empty] | 93.26% | 0.24784
[10 empty] | 93.26% | 0.24783
[10 empty] | 93.27% | 0.24782
[10 empty] | 93.27% | 0.24781
[10 empty] | 93.27% | 0.2478
[10 empty] | 93.27% | 0.2478
[10 empty] | 93.28% | 0.24779
[10 empty] | 93.28% | 0.24779
[10 empty] | 93.28% | 0.24777
[10 empty] | 93.29% | 0.24776
[10 empty] | 93.29% | 0.24775
[10 empty] | 93.29% | 0.24774
[10 empty] | 93.29% | 0.24774
[10 empty] | 93.3% | 0.24773
[10 empty] | 93.3% | 0.24773
[10 empty] | 93.3% | 0.24771
[10 empty] | 93.31% | 0.2477
[10 empty] | 93.31% | 0.2477
[10 empty] | 93.31% | 0.24767
[10 empty] | 93.31% | 0.24767
[10 empty] | 93.32% | 0.24767
[10 empty] | 93.32% | 0.24767
[10 empty] | 93.32% | 0.24767
[10 empty] | 93.33% | 0.24766
[10 empty] | 93.33% | 0.24766
[10 empty] | 93.33% | 0.24765
[10 empty] | 93.33% | 0.24763
[10 empty] | 93.34% | 0.24762
[10 empty] | 93.34% | 0.24762
[10 empty] | 93.34% | 0.24761
[10 empty] | 93.35% | 0.24761
[10 empty] | 93.35% | 0.24761
[10 empty] | 93.35% | 0.24761
[10 empty] | 93.35% | 0.24761
[10 empty] | 93.36% | 0.2476
[10 empty] | 93.36% | 0.2476
[10 empty] | 93.36% | 0.2476
[10 empty] | 93.37% | 0.24758
[10 empty] | 93.37% | 0.24756
[10 empty] | 93.37% | 0.24756
[10 empty] | 93.37% | 0.24756
[10 empty] | 93.38% | 0.24756
[10 empty] | 93.38% | 0.24755
[10 empty] | 93.38% | 0.24753
[10 empty] | 93.39% | 0.24751
[10 empty] | 93.39% | 0.2475
[10 empty] | 93.39% | 0.2475
[10 empty] | 93.39% | 0.24748
[10 empty] | 93.4% | 0.24746
[10 empty] | 93.4% | 0.24745
[10 empty] | 93.4% | 0.24745
[10 empty] | 93.41% | 0.24745
[10 empty] | 93.41% | 0.24744
[10 empty] | 93.41% | 0.24743
[10 empty] | 93.41% | 0.24743
[10 empty] | 93.42% | 0.24742
[10 empty] | 93.42% | 0.24742
[10 empty] | 93.42% | 0.24742
[10 empty] | 93.43% | 0.2474
[10 empty] | 93.43% | 0.2474
[10 empty] | 93.43% | 0.24739
[10 empty] | 93.43% | 0.24738
[10 empty] | 93.44% | 0.24736
[10 empty] | 93.44% | 0.24736
[10 empty] | 93.44% | 0.24735
[10 empty] | 93.45% | 0.24734
[10 empty] | 93.45% | 0.24733
[10 empty] | 93.45% | 0.24733
[10 empty] | 93.45% | 0.24733
[10 empty] | 93.46% | 0.24732
[10 empty] | 93.46% | 0.24732
[10 empty] | 93.46% | 0.24731
[10 empty] | 93.46% | 0.24731
[10 empty] | 93.47% | 0.2473
[10 empty] | 93.47% | 0.24729
[10 empty] | 93.47% | 0.24728
[10 empty] | 93.48% | 0.24728
[10 empty] | 93.48% | 0.24728
[10 empty] | 93.48% | 0.24727
[10 empty] | 93.48% | 0.24727
[10 empty] | 93.49% | 0.24727
[10 empty] | 93.49% | 0.24726
[10 empty] | 93.49% | 0.24724
[10 empty] | 93.5% | 0.24724
[10 empty] | 93.5% | 0.24724
[10 empty] | 93.5% | 0.24722
[10 empty] | 93.5% | 0.24721
[10 empty] | 93.51% | 0.24721
[10 empty] | 93.51% | 0.24721
[10 empty] | 93.51% | 0.24721
[10 empty] | 93.52% | 0.2472
[10 empty] | 93.52% | 0.24719
[10 empty] | 93.52% | 0.24719
[10 empty] | 93.52% | 0.24717
[10 empty] | 93.53% | 0.24717
[10 empty] | 93.53% | 0.24717
[10 empty] | 93.53% | 0.24716
[10 empty] | 93.54% | 0.24713
[10 empty] | 93.54% | 0.24713
[10 empty] | 93.54% | 0.2471
[10 empty] | 93.54% | 0.24709
[10 empty] | 93.55% | 0.24707
[10 empty] | 93.55% | 0.24705
[10 empty] | 93.55% | 0.24705
[10 empty] | 93.56% | 0.24704
[10 empty] | 93.56% | 0.24703
[10 empty] | 93.56% | 0.24703
[10 empty] | 93.56% | 0.24702
[10 empty] | 93.57% | 0.24701
[10 empty] | 93.57% | 0.247
[10 empty] | 93.57% | 0.247
[10 empty] | 93.58% | 0.247
[10 empty] | 93.58% | 0.247
[10 empty] | 93.58% | 0.247
[10 empty] | 93.58% | 0.24699
[10 empty] | 93.59% | 0.24699
[10 empty] | 93.59% | 0.24699
[10 empty] | 93.59% | 0.24699
[10 empty] | 93.6% | 0.24699
[10 empty] | 93.6% | 0.24698
[10 empty] | 93.6% | 0.24697
[10 empty] | 93.6% | 0.24696
[10 empty] | 93.61% | 0.24696
[10 empty] | 93.61% | 0.24695
[10 empty] | 93.61% | 0.24695
[10 empty] | 93.62% | 0.24691
[10 empty] | 93.62% | 0.2469
[10 empty] | 93.62% | 0.24688
[10 empty] | 93.62% | 0.24688
[10 empty] | 93.63% | 0.24688
[10 empty] | 93.63% | 0.24687
[10 empty] | 93.63% | 0.24687
[10 empty] | 93.64% | 0.24686
[10 empty] | 93.64% | 0.24686
[10 empty] | 93.64% | 0.24686
[10 empty] | 93.64% | 0.24685
[10 empty] | 93.65% | 0.24685
[10 empty] | 93.65% | 0.24682
[10 empty] | 93.65% | 0.24681
[10 empty] | 93.66% | 0.24681
[10 empty] | 93.66% | 0.2468
[10 empty] | 93.66% | 0.2468
[10 empty] | 93.66% | 0.24678
[10 empty] | 93.67% | 0.24677
[10 empty] | 93.67% | 0.24676
[10 empty] | 93.67% | 0.24676
[10 empty] | 93.68% | 0.24675
[10 empty] | 93.68% | 0.24675
[10 empty] | 93.68% | 0.24675
[10 empty] | 93.68% | 0.24674
[10 empty] | 93.69% | 0.24674
[10 empty] | 93.69% | 0.24672
[10 empty] | 93.69% | 0.24672
[10 empty] | 93.7% | 0.24672
[10 empty] | 93.7% | 0.24671
[10 empty] | 93.7% | 0.24669
[10 empty] | 93.7% | 0.24669
[10 empty] | 93.71% | 0.24669
[10 empty] | 93.71% | 0.24668
[10 empty] | 93.71% | 0.24667
[10 empty] | 93.72% | 0.24664
[10 empty] | 93.72% | 0.24664
[10 empty] | 93.72% | 0.24664
[10 empty] | 93.72% | 0.24663
[10 empty] | 93.73% | 0.24662
[10 empty] | 93.73% | 0.24661
[10 empty] | 93.73% | 0.24661
[10 empty] | 93.74% | 0.24658
[10 empty] | 93.74% | 0.24657
[10 empty] | 93.74% | 0.24656
[10 empty] | 93.74% | 0.24655
[10 empty] | 93.75% | 0.24655
[10 empty] | 93.75% | 0.24655
[10 empty] | 93.75% | 0.24654
[10 empty] | 93.76% | 0.24653
[10 empty] | 93.76% | 0.24653
[10 empty] | 93.76% | 0.24652
[10 empty] | 93.76% | 0.24652
[10 empty] | 93.77% | 0.24652
[10 empty] | 93.77% | 0.24651
[10 empty] | 93.77% | 0.2465
[10 empty] | 93.78% | 0.24648
[10 empty] | 93.78% | 0.24648
[10 empty] | 93.78% | 0.24645
[10 empty] | 93.78% | 0.24645
[10 empty] | 93.79% | 0.24644
[10 empty] | 93.79% | 0.24644
[10 empty] | 93.79% | 0.24643
[10 empty] | 93.8% | 0.24643
[10 empty] | 93.8% | 0.24642
[10 empty] | 93.8% | 0.24641
[10 empty] | 93.8% | 0.24641
[10 empty] | 93.81% | 0.24641
[10 empty] | 93.81% | 0.24641
[10 empty] | 93.81% | 0.2464
[10 empty] | 93.82% | 0.24639
[10 empty] | 93.82% | 0.24639
[10 empty] | 93.82% | 0.24639
[10 empty] | 93.82% | 0.24638
[10 empty] | 93.83% | 0.24637
[10 empty] | 93.83% | 0.24636
[10 empty] | 93.83% | 0.24635
[10 empty] | 93.84% | 0.24635
[10 empty] | 93.84% | 0.24635
[10 empty] | 93.84% | 0.24634
[10 empty] | 93.84% | 0.24634
[10 empty] | 93.85% | 0.24634
[10 empty] | 93.85% | 0.24634
[10 empty] | 93.85% | 0.24634
[10 empty] | 93.86% | 0.24633
[10 empty] | 93.86% | 0.24633
[10 empty] | 93.86% | 0.24632
[10 empty] | 93.86% | 0.24631
[10 empty] | 93.87% | 0.2463
[10 empty] | 93.87% | 0.2463
[10 empty] | 93.87% | 0.24629
[10 empty] | 93.88% | 0.24629
[10 empty] | 93.88% | 0.24628
[10 empty] | 93.88% | 0.24626
[10 empty] | 93.88% | 0.24626
[10 empty] | 93.89% | 0.24623
[10 empty] | 93.89% | 0.24623
[10 empty] | 93.89% | 0.24623
[10 empty] | 93.9% | 0.24621
[10 empty] | 93.9% | 0.24621
[10 empty] | 93.9% | 0.2462
[10 empty] | 93.9% | 0.2462
[10 empty] | 93.91% | 0.24617
[10 empty] | 93.91% | 0.24616
[10 empty] | 93.91% | 0.24615
[10 empty] | 93.92% | 0.24615
[10 empty] | 93.92% | 0.24614
[10 empty] | 93.92% | 0.24613
[10 empty] | 93.92% | 0.24612
[10 empty] | 93.93% | 0.24612
[10 empty] | 93.93% | 0.24611
[10 empty] | 93.93% | 0.24611
[10 empty] | 93.94% | 0.2461
[10 empty] | 93.94% | 0.2461
[10 empty] | 93.94% | 0.2461
[10 empty] | 93.94% | 0.24609
[10 empty] | 93.95% | 0.24608
[10 empty] | 93.95% | 0.24607
[10 empty] | 93.95% | 0.24607
[10 empty] | 93.96% | 0.24607
[10 empty] | 93.96% | 0.24605
[10 empty] | 93.96% | 0.24605
[10 empty] | 93.96% | 0.24604
[10 empty] | 93.97% | 0.24604
[10 empty] | 93.97% | 0.24603
[10 empty] | 93.97% | 0.246
[10 empty] | 93.98% | 0.246
[10 empty] | 93.98% | 0.246
[10 empty] | 93.98% | 0.24599
[10 empty] | 93.98% | 0.24598
[10 empty] | 93.99% | 0.24598
[10 empty] | 93.99% | 0.24598
[10 empty] | 93.99% | 0.24594
[10 empty] | 94% | 0.24593
[10 empty] | 94% | 0.24593
[10 empty] | 94% | 0.24591
[10 empty] | 94% | 0.24591
[10 empty] | 94.01% | 0.24591
[10 empty] | 94.01% | 0.2459
[10 empty] | 94.01% | 0.24589
[10 empty] | 94.02% | 0.24589
[10 empty] | 94.02% | 0.24588
[10 empty] | 94.02% | 0.24587
[10 empty] | 94.02% | 0.24587
[10 empty] | 94.03% | 0.24587
[10 empty] | 94.03% | 0.24586
[10 empty] | 94.03% | 0.24586
[10 empty] | 94.04% | 0.24585
[10 empty] | 94.04% | 0.24584
[10 empty] | 94.04% | 0.24584
[10 empty] | 94.04% | 0.24583
[10 empty] | 94.05% | 0.24582
[10 empty] | 94.05% | 0.24582
[10 empty] | 94.05% | 0.24582
[10 empty] | 94.06% | 0.24581
[10 empty] | 94.06% | 0.2458
[10 empty] | 94.06% | 0.2458
[10 empty] | 94.06% | 0.24579
[10 empty] | 94.07% | 0.24578
[10 empty] | 94.07% | 0.24578
[10 empty] | 94.07% | 0.24577
[10 empty] | 94.08% | 0.24577
[10 empty] | 94.08% | 0.24576
[10 empty] | 94.08% | 0.24575
[10 empty] | 94.08% | 0.24575
[10 empty] | 94.09% | 0.24575
[10 empty] | 94.09% | 0.24573
[10 empty] | 94.09% | 0.24571
[10 empty] | 94.1% | 0.2457
[10 empty] | 94.1% | 0.2457
[10 empty] | 94.1% | 0.2457
[10 empty] | 94.1% | 0.24569
[10 empty] | 94.11% | 0.24568
[10 empty] | 94.11% | 0.24566
[10 empty] | 94.11% | 0.24566
[10 empty] | 94.12% | 0.24562
[10 empty] | 94.12% | 0.24561
[10 empty] | 94.12% | 0.2456
[10 empty] | 94.12% | 0.2456
[10 empty] | 94.13% | 0.24559
[10 empty] | 94.13% | 0.24559
[10 empty] | 94.13% | 0.24556
[10 empty] | 94.14% | 0.24555
[10 empty] | 94.14% | 0.24555
[10 empty] | 94.14% | 0.24555
[10 empty] | 94.14% | 0.24553
[10 empty] | 94.15% | 0.2455
[10 empty] | 94.15% | 0.24549
[10 empty] | 94.15% | 0.24545
[10 empty] | 94.16% | 0.24542
[10 empty] | 94.16% | 0.24542
[10 empty] | 94.16% | 0.24541
[10 empty] | 94.16% | 0.24541
[10 empty] | 94.17% | 0.2454
[10 empty] | 94.17% | 0.2454
[10 empty] | 94.17% | 0.2454
[10 empty] | 94.18% | 0.24536
[10 empty] | 94.18% | 0.24535
[10 empty] | 94.18% | 0.24535
[10 empty] | 94.18% | 0.24534
[10 empty] | 94.19% | 0.24534
[10 empty] | 94.19% | 0.24533
[10 empty] | 94.19% | 0.24532
[10 empty] | 94.2% | 0.24532
[10 empty] | 94.2% | 0.24531
[10 empty] | 94.2% | 0.2453
[10 empty] | 94.2% | 0.24528
[10 empty] | 94.21% | 0.24528
[10 empty] | 94.21% | 0.24527
[10 empty] | 94.21% | 0.24527
[10 empty] | 94.22% | 0.24526
[10 empty] | 94.22% | 0.24525
[10 empty] | 94.22% | 0.24524
[10 empty] | 94.22% | 0.24523
[10 empty] | 94.23% | 0.24522
[10 empty] | 94.23% | 0.2452
[10 empty] | 94.23% | 0.24519
[10 empty] | 94.24% | 0.24518
[10 empty] | 94.24% | 0.24518
[10 empty] | 94.24% | 0.24517
[10 empty] | 94.24% | 0.24516
[10 empty] | 94.25% | 0.24515
[10 empty] | 94.25% | 0.24514
[10 empty] | 94.25% | 0.24513
[10 empty] | 94.26% | 0.24513
[10 empty] | 94.26% | 0.24513
[10 empty] | 94.26% | 0.24513
[10 empty] | 94.26% | 0.24512
[10 empty] | 94.27% | 0.24512
[10 empty] | 94.27% | 0.24512
[10 empty] | 94.27% | 0.24511
[10 empty] | 94.28% | 0.24508
[10 empty] | 94.28% | 0.24508
[10 empty] | 94.28% | 0.24508
[10 empty] | 94.28% | 0.24507
[10 empty] | 94.29% | 0.24506
[10 empty] | 94.29% | 0.24506
[10 empty] | 94.29% | 0.24505
[10 empty] | 94.3% | 0.24505
[10 empty] | 94.3% | 0.24504
[10 empty] | 94.3% | 0.24501
[10 empty] | 94.3% | 0.245
[10 empty] | 94.31% | 0.245
[10 empty] | 94.31% | 0.245
[10 empty] | 94.31% | 0.24496
[10 empty] | 94.32% | 0.24495
[10 empty] | 94.32% | 0.24495
[10 empty] | 94.32% | 0.24495
[10 empty] | 94.32% | 0.24494
[10 empty] | 94.33% | 0.24494
[10 empty] | 94.33% | 0.24492
[10 empty] | 94.33% | 0.2449
[10 empty] | 94.34% | 0.2449
[10 empty] | 94.34% | 0.24489
[10 empty] | 94.34% | 0.24487
[10 empty] | 94.34% | 0.24486
[10 empty] | 94.35% | 0.24486
[10 empty] | 94.35% | 0.24484
[10 empty] | 94.35% | 0.24484
[10 empty] | 94.36% | 0.24484
[10 empty] | 94.36% | 0.24482
[10 empty] | 94.36% | 0.24482
[10 empty] | 94.36% | 0.24481
[10 empty] | 94.37% | 0.2448
[10 empty] | 94.37% | 0.2448
[10 empty] | 94.37% | 0.2448
[10 empty] | 94.38% | 0.2448
[10 empty] | 94.38% | 0.24479
[10 empty] | 94.38% | 0.24479
[10 empty] | 94.38% | 0.24478
[10 empty] | 94.39% | 0.24478
[10 empty] | 94.39% | 0.24478
[10 empty] | 94.39% | 0.24478
[10 empty] | 94.4% | 0.24477
[10 empty] | 94.4% | 0.24477
[10 empty] | 94.4% | 0.24475
[10 empty] | 94.4% | 0.24475
[10 empty] | 94.41% | 0.24474
[10 empty] | 94.41% | 0.24473
[10 empty] | 94.41% | 0.24473
[10 empty] | 94.42% | 0.24472
[10 empty] | 94.42% | 0.24471
[10 empty] | 94.42% | 0.2447
[10 empty] | 94.42% | 0.2447
[10 empty] | 94.43% | 0.24469
[10 empty] | 94.43% | 0.24467
[10 empty] | 94.43% | 0.24467
[10 empty] | 94.44% | 0.24466
[10 empty] | 94.44% | 0.24466
[10 empty] | 94.44% | 0.24465
[10 empty] | 94.44% | 0.24464
[10 empty] | 94.45% | 0.24463
[10 empty] | 94.45% | 0.24463
[10 empty] | 94.45% | 0.24463
[10 empty] | 94.46% | 0.24461
[10 empty] | 94.46% | 0.24461
[10 empty] | 94.46% | 0.24461
[10 empty] | 94.46% | 0.2446
[10 empty] | 94.47% | 0.24459
[10 empty] | 94.47% | 0.24459
[10 empty] | 94.47% | 0.24459
[10 empty] | 94.48% | 0.24459
[10 empty] | 94.48% | 0.24458
[10 empty] | 94.48% | 0.24457
[10 empty] | 94.48% | 0.24456
[10 empty] | 94.49% | 0.24453
[10 empty] | 94.49% | 0.2445
[10 empty] | 94.49% | 0.2445
[10 empty] | 94.5% | 0.2445
[10 empty] | 94.5% | 0.2445
[10 empty] | 94.5% | 0.24449
[10 empty] | 94.5% | 0.24448
[10 empty] | 94.51% | 0.24447
[10 empty] | 94.51% | 0.24447
[10 empty] | 94.51% | 0.24447
[10 empty] | 94.52% | 0.24446
[10 empty] | 94.52% | 0.24446
[10 empty] | 94.52% | 0.24446
[10 empty] | 94.52% | 0.24445
[10 empty] | 94.53% | 0.24444
[10 empty] | 94.53% | 0.24444
[10 empty] | 94.53% | 0.24443
[10 empty] | 94.54% | 0.24442
[10 empty] | 94.54% | 0.24439
[10 empty] | 94.54% | 0.24438
[10 empty] | 94.54% | 0.24436
[10 empty] | 94.55% | 0.24436
[10 empty] | 94.55% | 0.24436
[10 empty] | 94.55% | 0.24436
[10 empty] | 94.56% | 0.24436
[10 empty] | 94.56% | 0.24436
[10 empty] | 94.56% | 0.24434
[10 empty] | 94.56% | 0.24434
[10 empty] | 94.57% | 0.24433
[10 empty] | 94.57% | 0.24432
[10 empty] | 94.57% | 0.24431
[10 empty] | 94.58% | 0.24429
[10 empty] | 94.58% | 0.24428
[10 empty] | 94.58% | 0.24427
[10 empty] | 94.58% | 0.24425
[10 empty] | 94.59% | 0.24423
[10 empty] | 94.59% | 0.24423
[10 empty] | 94.59% | 0.24423
[10 empty] | 94.6% | 0.24423
[10 empty] | 94.6% | 0.24422
[10 empty] | 94.6% | 0.24422
[10 empty] | 94.6% | 0.24422
[10 empty] | 94.61% | 0.24422
[10 empty] | 94.61% | 0.2442
[10 empty] | 94.61% | 0.2442
[10 empty] | 94.62% | 0.2442
[10 empty] | 94.62% | 0.24419
[10 empty] | 94.62% | 0.24418
[10 empty] | 94.62% | 0.24418
[10 empty] | 94.63% | 0.24417
[10 empty] | 94.63% | 0.24416
[10 empty] | 94.63% | 0.24416
[10 empty] | 94.64% | 0.24415
[10 empty] | 94.64% | 0.24414
[10 empty] | 94.64% | 0.24412
[10 empty] | 94.64% | 0.2441
[10 empty] | 94.65% | 0.24409
[10 empty] | 94.65% | 0.24409
[10 empty] | 94.65% | 0.24409
[10 empty] | 94.65% | 0.24407
[10 empty] | 94.66% | 0.24406
[10 empty] | 94.66% | 0.24406
[10 empty] | 94.66% | 0.24405
[10 empty] | 94.67% | 0.24403
[10 empty] | 94.67% | 0.24401
[10 empty] | 94.67% | 0.24401
[10 empty] | 94.67% | 0.244
[10 empty] | 94.68% | 0.24398
[10 empty] | 94.68% | 0.24398
[10 empty] | 94.68% | 0.24396
[10 empty] | 94.69% | 0.24395
[10 empty] | 94.69% | 0.24394
[10 empty] | 94.69% | 0.24389
[10 empty] | 94.69% | 0.24388
[10 empty] | 94.7% | 0.24387
[10 empty] | 94.7% | 0.24385
[10 empty] | 94.7% | 0.24385
[10 empty] | 94.71% | 0.24384
[10 empty] | 94.71% | 0.24384
[10 empty] | 94.71% | 0.24383
[10 empty] | 94.71% | 0.24383
[10 empty] | 94.72% | 0.24382
[10 empty] | 94.72% | 0.24381
[10 empty] | 94.72% | 0.24381
[10 empty] | 94.73% | 0.2438
[10 empty] | 94.73% | 0.24379
[10 empty] | 94.73% | 0.24378
[10 empty] | 94.73% | 0.24377
[10 empty] | 94.74% | 0.24374
[10 empty] | 94.74% | 0.24374
[10 empty] | 94.74% | 0.24371
[10 empty] | 94.75% | 0.24371
[10 empty] | 94.75% | 0.2437
[10 empty] | 94.75% | 0.2437
[10 empty] | 94.75% | 0.24369
[10 empty] | 94.76% | 0.24365
[10 empty] | 94.76% | 0.24364
[10 empty] | 94.76% | 0.24361
[10 empty] | 94.77% | 0.24359
[10 empty] | 94.77% | 0.24359
[10 empty] | 94.77% | 0.24359
[10 empty] | 94.77% | 0.24359
[10 empty] | 94.78% | 0.24358
[10 empty] | 94.78% | 0.24358
[10 empty] | 94.78% | 0.24357
[10 empty] | 94.79% | 0.24355
[10 empty] | 94.79% | 0.24355
[10 empty] | 94.79% | 0.24354
[10 empty] | 94.79% | 0.24354
[10 empty] | 94.8% | 0.24353
[10 empty] | 94.8% | 0.24352
[10 empty] | 94.8% | 0.24351
[10 empty] | 94.81% | 0.24351
[10 empty] | 94.81% | 0.24351
[10 empty] | 94.81% | 0.2435
[10 empty] | 94.81% | 0.24347
[10 empty] | 94.82% | 0.24346
[10 empty] | 94.82% | 0.24345
[10 empty] | 94.82% | 0.24345
[10 empty] | 94.83% | 0.24345
[10 empty] | 94.83% | 0.24343
[10 empty] | 94.83% | 0.24342
[10 empty] | 94.83% | 0.24342
[10 empty] | 94.84% | 0.24342
[10 empty] | 94.84% | 0.24341
[10 empty] | 94.84% | 0.24339
[10 empty] | 94.85% | 0.24334
[10 empty] | 94.85% | 0.24334
[10 empty] | 94.85% | 0.24333
[10 empty] | 94.85% | 0.24333
[10 empty] | 94.86% | 0.24332
[10 empty] | 94.86% | 0.24331
[10 empty] | 94.86% | 0.24331
[10 empty] | 94.87% | 0.24329
[10 empty] | 94.87% | 0.24329
[10 empty] | 94.87% | 0.24327
[10 empty] | 94.87% | 0.24327
[10 empty] | 94.88% | 0.24326
[10 empty] | 94.88% | 0.24325
[10 empty] | 94.88% | 0.24324
[10 empty] | 94.89% | 0.24324
[10 empty] | 94.89% | 0.24323
[10 empty] | 94.89% | 0.24323
[10 empty] | 94.89% | 0.24323
[10 empty] | 94.9% | 0.24322
[10 empty] | 94.9% | 0.24321
[10 empty] | 94.9% | 0.24321
[10 empty] | 94.91% | 0.2432
[10 empty] | 94.91% | 0.24319
[10 empty] | 94.91% | 0.24318
[10 empty] | 94.91% | 0.24318
[10 empty] | 94.92% | 0.24318
[10 empty] | 94.92% | 0.24317
[10 empty] | 94.92% | 0.24317
[10 empty] | 94.93% | 0.24317
[10 empty] | 94.93% | 0.24315
[10 empty] | 94.93% | 0.24315
[10 empty] | 94.93% | 0.24315
[10 empty] | 94.94% | 0.24315
[10 empty] | 94.94% | 0.24315
[10 empty] | 94.94% | 0.24313
[10 empty] | 94.95% | 0.24313
[10 empty] | 94.95% | 0.24312
[10 empty] | 94.95% | 0.24307
[10 empty] | 94.95% | 0.24307
[10 empty] | 94.96% | 0.24306
[10 empty] | 94.96% | 0.24306
[10 empty] | 94.96% | 0.24305
[10 empty] | 94.97% | 0.24305
[10 empty] | 94.97% | 0.24305
[10 empty] | 94.97% | 0.24304
[10 empty] | 94.97% | 0.24304
[10 empty] | 94.98% | 0.24303
[10 empty] | 94.98% | 0.24302
[10 empty] | 94.98% | 0.243
[10 empty] | 94.99% | 0.243
[10 empty] | 94.99% | 0.24298
[10 empty] | 94.99% | 0.24298
[10 empty] | 94.99% | 0.24297
[10 empty] | 95% | 0.24297
[10 empty] | 95% | 0.24295
[10 empty] | 95% | 0.24295
[10 empty] | 95.01% | 0.24294
[10 empty] | 95.01% | 0.24289
[10 empty] | 95.01% | 0.24289
[10 empty] | 95.01% | 0.24288
[10 empty] | 95.02% | 0.24288
[10 empty] | 95.02% | 0.24288
[10 empty] | 95.02% | 0.24287
[10 empty] | 95.03% | 0.24286
[10 empty] | 95.03% | 0.24285
[10 empty] | 95.03% | 0.24283
[10 empty] | 95.03% | 0.24282
[10 empty] | 95.04% | 0.24281
[10 empty] | 95.04% | 0.24281
[10 empty] | 95.04% | 0.2428
[10 empty] | 95.05% | 0.24279
[10 empty] | 95.05% | 0.24278
[10 empty] | 95.05% | 0.24277
[10 empty] | 95.05% | 0.24277
[10 empty] | 95.06% | 0.24277
[10 empty] | 95.06% | 0.24275
[10 empty] | 95.06% | 0.24274
[10 empty] | 95.07% | 0.24274
[10 empty] | 95.07% | 0.2427
[10 empty] | 95.07% | 0.2427
[10 empty] | 95.07% | 0.24268
[10 empty] | 95.08% | 0.24268
[10 empty] | 95.08% | 0.24266
[10 empty] | 95.08% | 0.24265
[10 empty] | 95.09% | 0.24265
[10 empty] | 95.09% | 0.24264
[10 empty] | 95.09% | 0.24263
[10 empty] | 95.09% | 0.24261
[10 empty] | 95.1% | 0.2426
[10 empty] | 95.1% | 0.24259
[10 empty] | 95.1% | 0.24259
[10 empty] | 95.11% | 0.24258
[10 empty] | 95.11% | 0.24257
[10 empty] | 95.11% | 0.24255
[10 empty] | 95.11% | 0.24255
[10 empty] | 95.12% | 0.24254
[10 empty] | 95.12% | 0.24253
[10 empty] | 95.12% | 0.24253
[10 empty] | 95.13% | 0.24253
[10 empty] | 95.13% | 0.24252
[10 empty] | 95.13% | 0.24252
[10 empty] | 95.13% | 0.24251
[10 empty] | 95.14% | 0.2425
[10 empty] | 95.14% | 0.24249
[10 empty] | 95.14% | 0.24246
[10 empty] | 95.15% | 0.24245
[10 empty] | 95.15% | 0.24244
[10 empty] | 95.15% | 0.24244
[10 empty] | 95.15% | 0.24243
[10 empty] | 95.16% | 0.24241
[10 empty] | 95.16% | 0.2424
[10 empty] | 95.16% | 0.2424
[10 empty] | 95.17% | 0.24238
[10 empty] | 95.17% | 0.24238
[10 empty] | 95.17% | 0.24237
[10 empty] | 95.17% | 0.24233
[10 empty] | 95.18% | 0.24232
[10 empty] | 95.18% | 0.24228
[10 empty] | 95.18% | 0.24228
[10 empty] | 95.19% | 0.24226
[10 empty] | 95.19% | 0.24226
[10 empty] | 95.19% | 0.24225
[10 empty] | 95.19% | 0.24223
[10 empty] | 95.2% | 0.24223
[10 empty] | 95.2% | 0.24222
[10 empty] | 95.2% | 0.2422
[10 empty] | 95.21% | 0.2422
[10 empty] | 95.21% | 0.24219
[10 empty] | 95.21% | 0.24218
[10 empty] | 95.21% | 0.24218
[10 empty] | 95.22% | 0.24217
[10 empty] | 95.22% | 0.24217
[10 empty] | 95.22% | 0.24217
[10 empty] | 95.23% | 0.24216
[10 empty] | 95.23% | 0.24214
[10 empty] | 95.23% | 0.24214
[10 empty] | 95.23% | 0.2421
[10 empty] | 95.24% | 0.24209
[10 empty] | 95.24% | 0.24209
[10 empty] | 95.24% | 0.24209
[10 empty] | 95.25% | 0.24208
[10 empty] | 95.25% | 0.24208
[10 empty] | 95.25% | 0.24207
[10 empty] | 95.25% | 0.24204
[10 empty] | 95.26% | 0.24203
[10 empty] | 95.26% | 0.24202
[10 empty] | 95.26% | 0.24202
[10 empty] | 95.27% | 0.24201
[10 empty] | 95.27% | 0.242
[10 empty] | 95.27% | 0.24199
[10 empty] | 95.27% | 0.24199
[10 empty] | 95.28% | 0.24199
[10 empty] | 95.28% | 0.24196
[10 empty] | 95.28% | 0.24196
[10 empty] | 95.29% | 0.24194
[10 empty] | 95.29% | 0.24194
[10 empty] | 95.29% | 0.24193
[10 empty] | 95.29% | 0.24193
[10 empty] | 95.3% | 0.24191
[10 empty] | 95.3% | 0.2419
[10 empty] | 95.3% | 0.2419
[10 empty] | 95.31% | 0.24188
[10 empty] | 95.31% | 0.24187
[10 empty] | 95.31% | 0.24186
[10 empty] | 95.31% | 0.24186
[10 empty] | 95.32% | 0.24185
[10 empty] | 95.32% | 0.24181
[10 empty] | 95.32% | 0.2418
[10 empty] | 95.33% | 0.2418
[10 empty] | 95.33% | 0.24179
[10 empty] | 95.33% | 0.24178
[10 empty] | 95.33% | 0.24178
[10 empty] | 95.34% | 0.24177
[10 empty] | 95.34% | 0.24177
[10 empty] | 95.34% | 0.24176
[10 empty] | 95.35% | 0.24175
[10 empty] | 95.35% | 0.24175
[10 empty] | 95.35% | 0.24173
[10 empty] | 95.35% | 0.2417
[10 empty] | 95.36% | 0.24169
[10 empty] | 95.36% | 0.24168
[10 empty] | 95.36% | 0.24165
[10 empty] | 95.37% | 0.24161
[10 empty] | 95.37% | 0.24161
[10 empty] | 95.37% | 0.24161
[10 empty] | 95.37% | 0.24159
[10 empty] | 95.38% | 0.24156
[10 empty] | 95.38% | 0.24155
[10 empty] | 95.38% | 0.24155
[10 empty] | 95.39% | 0.24152
[10 empty] | 95.39% | 0.24152
[10 empty] | 95.39% | 0.24151
[10 empty] | 95.39% | 0.24151
[10 empty] | 95.4% | 0.2415
[10 empty] | 95.4% | 0.24149
[10 empty] | 95.4% | 0.24149
[10 empty] | 95.41% | 0.24149
[10 empty] | 95.41% | 0.24147
[10 empty] | 95.41% | 0.24146
[10 empty] | 95.41% | 0.24145
[10 empty] | 95.42% | 0.24145
[10 empty] | 95.42% | 0.24143
[10 empty] | 95.42% | 0.24143
[10 empty] | 95.43% | 0.24143
[10 empty] | 95.43% | 0.24141
[10 empty] | 95.43% | 0.2414
[10 empty] | 95.43% | 0.2414
[10 empty] | 95.44% | 0.24138
[10 empty] | 95.44% | 0.24135
[10 empty] | 95.44% | 0.24134
[10 empty] | 95.45% | 0.24133
[10 empty] | 95.45% | 0.24133
[10 empty] | 95.45% | 0.24133
[10 empty] | 95.45% | 0.24131
[10 empty] | 95.46% | 0.24127
[10 empty] | 95.46% | 0.24126
[10 empty] | 95.46% | 0.24126
[10 empty] | 95.47% | 0.24125
[10 empty] | 95.47% | 0.24123
[10 empty] | 95.47% | 0.24121
[10 empty] | 95.47% | 0.24121
[10 empty] | 95.48% | 0.24121
[10 empty] | 95.48% | 0.2412
[10 empty] | 95.48% | 0.2412
[10 empty] | 95.49% | 0.24114
[10 empty] | 95.49% | 0.24113
[10 empty] | 95.49% | 0.2411
[10 empty] | 95.49% | 0.24109
[10 empty] | 95.5% | 0.24108
[10 empty] | 95.5% | 0.24108
[10 empty] | 95.5% | 0.24106
[10 empty] | 95.51% | 0.24105
[10 empty] | 95.51% | 0.24104
[10 empty] | 95.51% | 0.24101
[10 empty] | 95.51% | 0.24097
[10 empty] | 95.52% | 0.24096
[10 empty] | 95.52% | 0.24095
[10 empty] | 95.52% | 0.24094
[10 empty] | 95.53% | 0.24093
[10 empty] | 95.53% | 0.24092
[10 empty] | 95.53% | 0.24092
[10 empty] | 95.53% | 0.24092
[10 empty] | 95.54% | 0.24091
[10 empty] | 95.54% | 0.24091
[10 empty] | 95.54% | 0.24091
[10 empty] | 95.55% | 0.24089
[10 empty] | 95.55% | 0.24088
[10 empty] | 95.55% | 0.24088
[10 empty] | 95.55% | 0.24088
[10 empty] | 95.56% | 0.24086
[10 empty] | 95.56% | 0.24086
[10 empty] | 95.56% | 0.24086
[10 empty] | 95.57% | 0.24083
[10 empty] | 95.57% | 0.24082
[10 empty] | 95.57% | 0.24082
[10 empty] | 95.57% | 0.24082
[10 empty] | 95.58% | 0.2408
[10 empty] | 95.58% | 0.2408
[10 empty] | 95.58% | 0.2408
[10 empty] | 95.59% | 0.24079
[10 empty] | 95.59% | 0.24078
[10 empty] | 95.59% | 0.24077
[10 empty] | 95.59% | 0.24077
[10 empty] | 95.6% | 0.24076
[10 empty] | 95.6% | 0.24075
[10 empty] | 95.6% | 0.24075
[10 empty] | 95.61% | 0.24075
[10 empty] | 95.61% | 0.24074
[10 empty] | 95.61% | 0.24072
[10 empty] | 95.61% | 0.24071
[10 empty] | 95.62% | 0.24071
[10 empty] | 95.62% | 0.24071
[10 empty] | 95.62% | 0.2407
[10 empty] | 95.63% | 0.24069
[10 empty] | 95.63% | 0.24068
[10 empty] | 95.63% | 0.24067
[10 empty] | 95.63% | 0.24066
[10 empty] | 95.64% | 0.24066
[10 empty] | 95.64% | 0.24065
[10 empty] | 95.64% | 0.24065
[10 empty] | 95.65% | 0.24064
[10 empty] | 95.65% | 0.24061
[10 empty] | 95.65% | 0.24061
[10 empty] | 95.65% | 0.2406
[10 empty] | 95.66% | 0.24057
[10 empty] | 95.66% | 0.24056
[10 empty] | 95.66% | 0.24056
[10 empty] | 95.67% | 0.24054
[10 empty] | 95.67% | 0.24053
[10 empty] | 95.67% | 0.24052
[10 empty] | 95.67% | 0.24051
[10 empty] | 95.68% | 0.24049
[10 empty] | 95.68% | 0.24048
[10 empty] | 95.68% | 0.24047
[10 empty] | 95.69% | 0.24046
[10 empty] | 95.69% | 0.24045
[10 empty] | 95.69% | 0.24045
[10 empty] | 95.69% | 0.24045
[10 empty] | 95.7% | 0.24044
[10 empty] | 95.7% | 0.24043
[10 empty] | 95.7% | 0.24043
[10 empty] | 95.71% | 0.24039
[10 empty] | 95.71% | 0.24039
[10 empty] | 95.71% | 0.24038
[10 empty] | 95.71% | 0.24037
[10 empty] | 95.72% | 0.24035
[10 empty] | 95.72% | 0.24035
[10 empty] | 95.72% | 0.24034
[10 empty] | 95.73% | 0.24033
[10 empty] | 95.73% | 0.24031
[10 empty] | 95.73% | 0.2403
[10 empty] | 95.73% | 0.24029
[10 empty] | 95.74% | 0.24026
[10 empty] | 95.74% | 0.24026
[10 empty] | 95.74% | 0.24025
[10 empty] | 95.75% | 0.24024
[10 empty] | 95.75% | 0.24024
[10 empty] | 95.75% | 0.24023
[10 empty] | 95.75% | 0.24023
[10 empty] | 95.76% | 0.24022
[10 empty] | 95.76% | 0.24021
[10 empty] | 95.76% | 0.24021
[10 empty] | 95.77% | 0.2402
[10 empty] | 95.77% | 0.2402
[10 empty] | 95.77% | 0.24019
[10 empty] | 95.77% | 0.24018
[10 empty] | 95.78% | 0.24018
[10 empty] | 95.78% | 0.24018
[10 empty] | 95.78% | 0.24018
[10 empty] | 95.79% | 0.24017
[10 empty] | 95.79% | 0.24016
[10 empty] | 95.79% | 0.24016
[10 empty] | 95.79% | 0.24016
[10 empty] | 95.8% | 0.24014
[10 empty] | 95.8% | 0.24013
[10 empty] | 95.8% | 0.24012
[10 empty] | 95.81% | 0.24012
[10 empty] | 95.81% | 0.24011
[10 empty] | 95.81% | 0.24009
[10 empty] | 95.81% | 0.24008
[10 empty] | 95.82% | 0.24007
[10 empty] | 95.82% | 0.24005
[10 empty] | 95.82% | 0.24004
[10 empty] | 95.83% | 0.24004
[10 empty] | 95.83% | 0.24004
[10 empty] | 95.83% | 0.24
[10 empty] | 95.83% | 0.23999
[10 empty] | 95.84% | 0.23999
[10 empty] | 95.84% | 0.23998
[10 empty] | 95.84% | 0.23998
[10 empty] | 95.84% | 0.23994
[10 empty] | 95.85% | 0.23993
[10 empty] | 95.85% | 0.23993
[10 empty] | 95.85% | 0.23992
[10 empty] | 95.86% | 0.23991
[10 empty] | 95.86% | 0.2399
[10 empty] | 95.86% | 0.23989
[10 empty] | 95.86% | 0.23986
[10 empty] | 95.87% | 0.23986
[10 empty] | 95.87% | 0.23985
[10 empty] | 95.87% | 0.23984
[10 empty] | 95.88% | 0.23983
[10 empty] | 95.88% | 0.23982
[10 empty] | 95.88% | 0.2398
[10 empty] | 95.88% | 0.2398
[10 empty] | 95.89% | 0.23979
[10 empty] | 95.89% | 0.23979
[10 empty] | 95.89% | 0.23977
[10 empty] | 95.9% | 0.23975
[10 empty] | 95.9% | 0.23973
[10 empty] | 95.9% | 0.23972
[10 empty] | 95.9% | 0.23972
[10 empty] | 95.91% | 0.2397
[10 empty] | 95.91% | 0.23969
[10 empty] | 95.91% | 0.23968
[10 empty] | 95.92% | 0.23967
[10 empty] | 95.92% | 0.23964
[10 empty] | 95.92% | 0.23963
[10 empty] | 95.92% | 0.23962
[10 empty] | 95.93% | 0.23957
[10 empty] | 95.93% | 0.23957
[10 empty] | 95.93% | 0.23956
[10 empty] | 95.94% | 0.23955
[10 empty] | 95.94% | 0.23954
[10 empty] | 95.94% | 0.23952
[10 empty] | 95.94% | 0.23951
[10 empty] | 95.95% | 0.23951
[10 empty] | 95.95% | 0.23951
[10 empty] | 95.95% | 0.2395
[10 empty] | 95.96% | 0.23948
[10 empty] | 95.96% | 0.23948
[10 empty] | 95.96% | 0.23948
[10 empty] | 95.96% | 0.23947
[10 empty] | 95.97% | 0.23946
[10 empty] | 95.97% | 0.23944
[10 empty] | 95.97% | 0.23943
[10 empty] | 95.98% | 0.23943
[10 empty] | 95.98% | 0.23942
[10 empty] | 95.98% | 0.23941
[10 empty] | 95.98% | 0.23941
[10 empty] | 95.99% | 0.23941
[10 empty] | 95.99% | 0.23938
[10 empty] | 95.99% | 0.23937
[10 empty] | 96% | 0.23937
[10 empty] | 96% | 0.23936
[10 empty] | 96% | 0.23935
[10 empty] | 96% | 0.23934
[10 empty] | 96.01% | 0.23931
[10 empty] | 96.01% | 0.2393
[10 empty] | 96.01% | 0.23929
[10 empty] | 96.02% | 0.23928
[10 empty] | 96.02% | 0.23928
[10 empty] | 96.02% | 0.23927
[10 empty] | 96.02% | 0.23927
[10 empty] | 96.03% | 0.23926
[10 empty] | 96.03% | 0.23925
[10 empty] | 96.03% | 0.23925
[10 empty] | 96.04% | 0.23924
[10 empty] | 96.04% | 0.23922
[10 empty] | 96.04% | 0.23919
[10 empty] | 96.04% | 0.23918
[10 empty] | 96.05% | 0.23917
[10 empty] | 96.05% | 0.23917
[10 empty] | 96.05% | 0.23917
[10 empty] | 96.06% | 0.23917
[10 empty] | 96.06% | 0.23916
[10 empty] | 96.06% | 0.23911
[10 empty] | 96.06% | 0.23908
[10 empty] | 96.07% | 0.23908
[10 empty] | 96.07% | 0.23907
[10 empty] | 96.07% | 0.23902
[10 empty] | 96.08% | 0.239
[10 empty] | 96.08% | 0.239
[10 empty] | 96.08% | 0.23899
[10 empty] | 96.08% | 0.23898
[10 empty] | 96.09% | 0.23897
[10 empty] | 96.09% | 0.23895
[10 empty] | 96.09% | 0.23895
[10 empty] | 96.1% | 0.23894
[10 empty] | 96.1% | 0.23891
[10 empty] | 96.1% | 0.23888
[10 empty] | 96.1% | 0.23887
[10 empty] | 96.11% | 0.23885
[10 empty] | 96.11% | 0.23884
[10 empty] | 96.11% | 0.23883
[10 empty] | 96.12% | 0.23883
[10 empty] | 96.12% | 0.23882
[10 empty] | 96.12% | 0.23881
[10 empty] | 96.12% | 0.2388
[10 empty] | 96.13% | 0.23879
[10 empty] | 96.13% | 0.23878
[10 empty] | 96.13% | 0.23878
[10 empty] | 96.14% | 0.23875
[10 empty] | 96.14% | 0.23875
[10 empty] | 96.14% | 0.23873
[10 empty] | 96.14% | 0.23872
[10 empty] | 96.15% | 0.23871
[10 empty] | 96.15% | 0.2387
[10 empty] | 96.15% | 0.23867
[10 empty] | 96.16% | 0.23867
[10 empty] | 96.16% | 0.23867
[10 empty] | 96.16% | 0.23866
[10 empty] | 96.16% | 0.23866
[10 empty] | 96.17% | 0.23866
[10 empty] | 96.17% | 0.23865
[10 empty] | 96.17% | 0.23864
[10 empty] | 96.18% | 0.23863
[10 empty] | 96.18% | 0.23863
[10 empty] | 96.18% | 0.23863
[10 empty] | 96.18% | 0.23862
[10 empty] | 96.19% | 0.23861
[10 empty] | 96.19% | 0.23861
[10 empty] | 96.19% | 0.2386
[10 empty] | 96.2% | 0.23856
[10 empty] | 96.2% | 0.23855
[10 empty] | 96.2% | 0.23854
[10 empty] | 96.2% | 0.23853
[10 empty] | 96.21% | 0.23851
[10 empty] | 96.21% | 0.2385
[10 empty] | 96.21% | 0.2385
[10 empty] | 96.22% | 0.2385
[10 empty] | 96.22% | 0.23848
[10 empty] | 96.22% | 0.23846
[10 empty] | 96.22% | 0.23845
[10 empty] | 96.23% | 0.23843
[10 empty] | 96.23% | 0.23843
[10 empty] | 96.23% | 0.23842
[10 empty] | 96.24% | 0.23842
[10 empty] | 96.24% | 0.2384
[10 empty] | 96.24% | 0.23839
[10 empty] | 96.24% | 0.23837
[10 empty] | 96.25% | 0.23837
[10 empty] | 96.25% | 0.23834
[10 empty] | 96.25% | 0.23834
[10 empty] | 96.26% | 0.23834
[10 empty] | 96.26% | 0.23834
[10 empty] | 96.26% | 0.23832
[10 empty] | 96.26% | 0.23832
[10 empty] | 96.27% | 0.23832
[10 empty] | 96.27% | 0.23831
[10 empty] | 96.27% | 0.2383
[10 empty] | 96.28% | 0.23827
[10 empty] | 96.28% | 0.23825
[10 empty] | 96.28% | 0.23824
[10 empty] | 96.28% | 0.23824
[10 empty] | 96.29% | 0.23821
[10 empty] | 96.29% | 0.23816
[10 empty] | 96.29% | 0.23814
[10 empty] | 96.3% | 0.23813
[10 empty] | 96.3% | 0.23813
[10 empty] | 96.3% | 0.23811
[10 empty] | 96.3% | 0.23809
[10 empty] | 96.31% | 0.23808
[10 empty] | 96.31% | 0.23807
[10 empty] | 96.31% | 0.23807
[10 empty] | 96.32% | 0.23806
[10 empty] | 96.32% | 0.23806
[10 empty] | 96.32% | 0.23805
[10 empty] | 96.32% | 0.23803
[10 empty] | 96.33% | 0.23802
[10 empty] | 96.33% | 0.23802
[10 empty] | 96.33% | 0.238
[10 empty] | 96.34% | 0.23798
[10 empty] | 96.34% | 0.23798
[10 empty] | 96.34% | 0.23796
[10 empty] | 96.34% | 0.23791
[10 empty] | 96.35% | 0.2379
[10 empty] | 96.35% | 0.23788
[10 empty] | 96.35% | 0.23784
[10 empty] | 96.36% | 0.23783
[10 empty] | 96.36% | 0.23782
[10 empty] | 96.36% | 0.23781
[10 empty] | 96.36% | 0.2378
[10 empty] | 96.37% | 0.23778
[10 empty] | 96.37% | 0.23778
[10 empty] | 96.37% | 0.23777
[10 empty] | 96.38% | 0.23776
[10 empty] | 96.38% | 0.23776
[10 empty] | 96.38% | 0.23772
[10 empty] | 96.38% | 0.23771
[10 empty] | 96.39% | 0.23768
[10 empty] | 96.39% | 0.23768
[10 empty] | 96.39% | 0.23766
[10 empty] | 96.4% | 0.23766
[10 empty] | 96.4% | 0.23766
[10 empty] | 96.4% | 0.23765
[10 empty] | 96.4% | 0.23765
[10 empty] | 96.41% | 0.23765
[10 empty] | 96.41% | 0.23764
[10 empty] | 96.41% | 0.23763
[10 empty] | 96.42% | 0.23761
[10 empty] | 96.42% | 0.2376
[10 empty] | 96.42% | 0.2376
[10 empty] | 96.42% | 0.23758
[10 empty] | 96.43% | 0.23756
[10 empty] | 96.43% | 0.23756
[10 empty] | 96.43% | 0.23756
[10 empty] | 96.44% | 0.23755
[10 empty] | 96.44% | 0.23754
[10 empty] | 96.44% | 0.23754
[10 empty] | 96.44% | 0.23752
[10 empty] | 96.45% | 0.23749
[10 empty] | 96.45% | 0.23748
[10 empty] | 96.45% | 0.23748
[10 empty] | 96.46% | 0.23747
[10 empty] | 96.46% | 0.23746
[10 empty] | 96.46% | 0.23741
[10 empty] | 96.46% | 0.23741
[10 empty] | 96.47% | 0.23737
[10 empty] | 96.47% | 0.23736
[10 empty] | 96.47% | 0.23735
[10 empty] | 96.48% | 0.23733
[10 empty] | 96.48% | 0.23731
[10 empty] | 96.48% | 0.23731
[10 empty] | 96.48% | 0.2373
[10 empty] | 96.49% | 0.23728
[10 empty] | 96.49% | 0.23726
[10 empty] | 96.49% | 0.23726
[10 empty] | 96.5% | 0.23726
[10 empty] | 96.5% | 0.23725
[10 empty] | 96.5% | 0.23724
[10 empty] | 96.5% | 0.23723
[10 empty] | 96.51% | 0.23722
[10 empty] | 96.51% | 0.2372
[10 empty] | 96.51% | 0.23719
[10 empty] | 96.52% | 0.23718
[10 empty] | 96.52% | 0.23717
[10 empty] | 96.52% | 0.23716
[10 empty] | 96.52% | 0.23714
[10 empty] | 96.53% | 0.23713
[10 empty] | 96.53% | 0.23713
[10 empty] | 96.53% | 0.23711
[10 empty] | 96.54% | 0.23708
[10 empty] | 96.54% | 0.23704
[10 empty] | 96.54% | 0.23702
[10 empty] | 96.54% | 0.23699
[10 empty] | 96.55% | 0.23696
[10 empty] | 96.55% | 0.23695
[10 empty] | 96.55% | 0.23694
[10 empty] | 96.56% | 0.2369
[10 empty] | 96.56% | 0.23689
[10 empty] | 96.56% | 0.23688
[10 empty] | 96.56% | 0.23687
[10 empty] | 96.57% | 0.23685
[10 empty] | 96.57% | 0.23683
[10 empty] | 96.57% | 0.23683
[10 empty] | 96.58% | 0.23681
[10 empty] | 96.58% | 0.23681
[10 empty] | 96.58% | 0.23679
[10 empty] | 96.58% | 0.23678
[10 empty] | 96.59% | 0.23678
[10 empty] | 96.59% | 0.23677
[10 empty] | 96.59% | 0.23674
[10 empty] | 96.6% | 0.2367
[10 empty] | 96.6% | 0.23669
[10 empty] | 96.6% | 0.23668
[10 empty] | 96.6% | 0.23663
[10 empty] | 96.61% | 0.23662
[10 empty] | 96.61% | 0.2366
[10 empty] | 96.61% | 0.23657
[10 empty] | 96.62% | 0.23655
[10 empty] | 96.62% | 0.23655
[10 empty] | 96.62% | 0.23655
[10 empty] | 96.62% | 0.23654
[10 empty] | 96.63% | 0.23653
[10 empty] | 96.63% | 0.23653
[10 empty] | 96.63% | 0.23652
[10 empty] | 96.64% | 0.23651
[10 empty] | 96.64% | 0.23651
[10 empty] | 96.64% | 0.23651
[10 empty] | 96.64% | 0.23649
[10 empty] | 96.65% | 0.23649
[10 empty] | 96.65% | 0.23644
[10 empty] | 96.65% | 0.23644
[10 empty] | 96.66% | 0.23642
[10 empty] | 96.66% | 0.23642
[10 empty] | 96.66% | 0.23641
[10 empty] | 96.66% | 0.2364
[10 empty] | 96.67% | 0.23639
[10 empty] | 96.67% | 0.23638
[10 empty] | 96.67% | 0.23638
[10 empty] | 96.68% | 0.23637
[10 empty] | 96.68% | 0.23634
[10 empty] | 96.68% | 0.23632
[10 empty] | 96.68% | 0.23631
[10 empty] | 96.69% | 0.23631
[10 empty] | 96.69% | 0.2363
[10 empty] | 96.69% | 0.23629
[10 empty] | 96.7% | 0.23629
[10 empty] | 96.7% | 0.23628
[10 empty] | 96.7% | 0.23628
[10 empty] | 96.7% | 0.23624
[10 empty] | 96.71% | 0.23624
[10 empty] | 96.71% | 0.23618
[10 empty] | 96.71% | 0.23616
[10 empty] | 96.72% | 0.23616
[10 empty] | 96.72% | 0.23615
[10 empty] | 96.72% | 0.23613
[10 empty] | 96.72% | 0.23611
[10 empty] | 96.73% | 0.23609
[10 empty] | 96.73% | 0.23609
[10 empty] | 96.73% | 0.23608
[10 empty] | 96.74% | 0.23608
[10 empty] | 96.74% | 0.23607
[10 empty] | 96.74% | 0.23606
[10 empty] | 96.74% | 0.23605
[10 empty] | 96.75% | 0.23604
[10 empty] | 96.75% | 0.23603
[10 empty] | 96.75% | 0.23603
[10 empty] | 96.76% | 0.23602
[10 empty] | 96.76% | 0.23601
[10 empty] | 96.76% | 0.23599
[10 empty] | 96.76% | 0.23598
[10 empty] | 96.77% | 0.23597
[10 empty] | 96.77% | 0.23595
[10 empty] | 96.77% | 0.23594
[10 empty] | 96.78% | 0.23593
[10 empty] | 96.78% | 0.23592
[10 empty] | 96.78% | 0.23591
[10 empty] | 96.78% | 0.23589
[10 empty] | 96.79% | 0.23587
[10 empty] | 96.79% | 0.23586
[10 empty] | 96.79% | 0.23586
[10 empty] | 96.8% | 0.23584
[10 empty] | 96.8% | 0.23584
[10 empty] | 96.8% | 0.23583
[10 empty] | 96.8% | 0.23582
[10 empty] | 96.81% | 0.23579
[10 empty] | 96.81% | 0.23577
[10 empty] | 96.81% | 0.23577
[10 empty] | 96.82% | 0.23576
[10 empty] | 96.82% | 0.23575
[10 empty] | 96.82% | 0.23574
[10 empty] | 96.82% | 0.23573
[10 empty] | 96.83% | 0.23573
[10 empty] | 96.83% | 0.23571
[10 empty] | 96.83% | 0.23569
[10 empty] | 96.84% | 0.23569
[10 empty] | 96.84% | 0.23568
[10 empty] | 96.84% | 0.23567
[10 empty] | 96.84% | 0.23565
[10 empty] | 96.85% | 0.23562
[10 empty] | 96.85% | 0.23562
[10 empty] | 96.85% | 0.2356
[10 empty] | 96.86% | 0.23558
[10 empty] | 96.86% | 0.23557
[10 empty] | 96.86% | 0.23557
[10 empty] | 96.86% | 0.23557
[10 empty] | 96.87% | 0.23555
[10 empty] | 96.87% | 0.23553
[10 empty] | 96.87% | 0.23552
[10 empty] | 96.88% | 0.23552
[10 empty] | 96.88% | 0.2355
[10 empty] | 96.88% | 0.23546
[10 empty] | 96.88% | 0.23543
[10 empty] | 96.89% | 0.2354
[10 empty] | 96.89% | 0.23539
[10 empty] | 96.89% | 0.23538
[10 empty] | 96.9% | 0.23537
[10 empty] | 96.9% | 0.23535
[10 empty] | 96.9% | 0.23535
[10 empty] | 96.9% | 0.23531
[10 empty] | 96.91% | 0.23528
[10 empty] | 96.91% | 0.23525
[10 empty] | 96.91% | 0.23525
[10 empty] | 96.92% | 0.23524
[10 empty] | 96.92% | 0.23524
[10 empty] | 96.92% | 0.23523
[10 empty] | 96.92% | 0.23523
[10 empty] | 96.93% | 0.23521
[10 empty] | 96.93% | 0.23519
[10 empty] | 96.93% | 0.23516
[10 empty] | 96.94% | 0.23516
[10 empty] | 96.94% | 0.23509
[10 empty] | 96.94% | 0.23508
[10 empty] | 96.94% | 0.23507
[10 empty] | 96.95% | 0.23507
[10 empty] | 96.95% | 0.23506
[10 empty] | 96.95% | 0.23505
[10 empty] | 96.96% | 0.23502
[10 empty] | 96.96% | 0.23502
[10 empty] | 96.96% | 0.23502
[10 empty] | 96.96% | 0.23501
[10 empty] | 96.97% | 0.23499
[10 empty] | 96.97% | 0.23498
[10 empty] | 96.97% | 0.23498
[10 empty] | 96.98% | 0.23498
[10 empty] | 96.98% | 0.23498
[10 empty] | 96.98% | 0.23497
[10 empty] | 96.98% | 0.23488
[10 empty] | 96.99% | 0.23486
[10 empty] | 96.99% | 0.23484
[10 empty] | 96.99% | 0.23484
[10 empty] | 97% | 0.23483
[10 empty] | 97% | 0.23482
[10 empty] | 97% | 0.23481
[10 empty] | 97% | 0.2348
[10 empty] | 97.01% | 0.23478
[10 empty] | 97.01% | 0.23478
[10 empty] | 97.01% | 0.23478
[10 empty] | 97.02% | 0.23478
[10 empty] | 97.02% | 0.23473
[10 empty] | 97.02% | 0.2347
[10 empty] | 97.02% | 0.2347
[10 empty] | 97.03% | 0.23464
[10 empty] | 97.03% | 0.23462
[10 empty] | 97.03% | 0.23461
[10 empty] | 97.03% | 0.2346
[10 empty] | 97.04% | 0.2346
[10 empty] | 97.04% | 0.23456
[10 empty] | 97.04% | 0.23455
[10 empty] | 97.05% | 0.23454
[10 empty] | 97.05% | 0.23453
[10 empty] | 97.05% | 0.23451
[10 empty] | 97.05% | 0.23448
[10 empty] | 97.06% | 0.23445
[10 empty] | 97.06% | 0.23445
[10 empty] | 97.06% | 0.23444
[10 empty] | 97.07% | 0.23444
[10 empty] | 97.07% | 0.23443
[10 empty] | 97.07% | 0.23442
[10 empty] | 97.07% | 0.2344
[10 empty] | 97.08% | 0.23439
[10 empty] | 97.08% | 0.23437
[10 empty] | 97.08% | 0.23437
[10 empty] | 97.09% | 0.23435
[10 empty] | 97.09% | 0.23434
[10 empty] | 97.09% | 0.23433
[10 empty] | 97.09% | 0.23431
[10 empty] | 97.1% | 0.23431
[10 empty] | 97.1% | 0.23429
[10 empty] | 97.1% | 0.23421
[10 empty] | 97.11% | 0.23419
[10 empty] | 97.11% | 0.23413
[10 empty] | 97.11% | 0.23412
[10 empty] | 97.11% | 0.23411
[10 empty] | 97.12% | 0.23411
[10 empty] | 97.12% | 0.2341
[10 empty] | 97.12% | 0.2341
[10 empty] | 97.13% | 0.23403
[10 empty] | 97.13% | 0.23402
[10 empty] | 97.13% | 0.234
[10 empty] | 97.13% | 0.23398
[10 empty] | 97.14% | 0.23397
[10 empty] | 97.14% | 0.23393
[10 empty] | 97.14% | 0.23393
[10 empty] | 97.15% | 0.23393
[10 empty] | 97.15% | 0.23393
[10 empty] | 97.15% | 0.23391
[10 empty] | 97.15% | 0.2339
[10 empty] | 97.16% | 0.2339
[10 empty] | 97.16% | 0.2339
[10 empty] | 97.16% | 0.23387
[10 empty] | 97.17% | 0.23386
[10 empty] | 97.17% | 0.23385
[10 empty] | 97.17% | 0.23384
[10 empty] | 97.17% | 0.23383
[10 empty] | 97.18% | 0.23382
[10 empty] | 97.18% | 0.2338
[10 empty] | 97.18% | 0.23377
[10 empty] | 97.19% | 0.23374
[10 empty] | 97.19% | 0.23372
[10 empty] | 97.19% | 0.23372
[10 empty] | 97.19% | 0.2337
[10 empty] | 97.2% | 0.2337
[10 empty] | 97.2% | 0.23369
[10 empty] | 97.2% | 0.23368
[10 empty] | 97.21% | 0.23366
[10 empty] | 97.21% | 0.23365
[10 empty] | 97.21% | 0.23362
[10 empty] | 97.21% | 0.23362
[10 empty] | 97.22% | 0.23361
[10 empty] | 97.22% | 0.23359
[10 empty] | 97.22% | 0.23359
[10 empty] | 97.23% | 0.23354
[10 empty] | 97.23% | 0.23353
[10 empty] | 97.23% | 0.23352
[10 empty] | 97.23% | 0.23351
[10 empty] | 97.24% | 0.23349
[10 empty] | 97.24% | 0.23347
[10 empty] | 97.24% | 0.23341
[10 empty] | 97.25% | 0.2334
[10 empty] | 97.25% | 0.23336
[10 empty] | 97.25% | 0.23334
[10 empty] | 97.25% | 0.23333
[10 empty] | 97.26% | 0.23331
[10 empty] | 97.26% | 0.23329
[10 empty] | 97.26% | 0.23329
[10 empty] | 97.27% | 0.23324
[10 empty] | 97.27% | 0.23323
[10 empty] | 97.27% | 0.2332
[10 empty] | 97.27% | 0.23318
[10 empty] | 97.28% | 0.23318
[10 empty] | 97.28% | 0.23318
[10 empty] | 97.28% | 0.23317
[10 empty] | 97.29% | 0.23314
[10 empty] | 97.29% | 0.23313
[10 empty] | 97.29% | 0.2331
[10 empty] | 97.29% | 0.23308
[10 empty] | 97.3% | 0.23308
[10 empty] | 97.3% | 0.23306
[10 empty] | 97.3% | 0.23301
[10 empty] | 97.31% | 0.23301
[10 empty] | 97.31% | 0.23299
[10 empty] | 97.31% | 0.23297
[10 empty] | 97.31% | 0.23296
[10 empty] | 97.32% | 0.23294
[10 empty] | 97.32% | 0.23294
[10 empty] | 97.32% | 0.23286
[10 empty] | 97.33% | 0.23284
[10 empty] | 97.33% | 0.23284
[10 empty] | 97.33% | 0.2328
[10 empty] | 97.33% | 0.23279
[10 empty] | 97.34% | 0.23279
[10 empty] | 97.34% | 0.23275
[10 empty] | 97.34% | 0.23275
[10 empty] | 97.35% | 0.23274
[10 empty] | 97.35% | 0.23272
[10 empty] | 97.35% | 0.23272
[10 empty] | 97.35% | 0.23265
[10 empty] | 97.36% | 0.23263
[10 empty] | 97.36% | 0.23263
[10 empty] | 97.36% | 0.23263
[10 empty] | 97.37% | 0.23262
[10 empty] | 97.37% | 0.2326
[10 empty] | 97.37% | 0.23254
[10 empty] | 97.37% | 0.23253
[10 empty] | 97.38% | 0.23253
[10 empty] | 97.38% | 0.23251
[10 empty] | 97.38% | 0.2325
[10 empty] | 97.39% | 0.23247
[10 empty] | 97.39% | 0.23246
[10 empty] | 97.39% | 0.23243
[10 empty] | 97.39% | 0.23238
[10 empty] | 97.4% | 0.23237
[10 empty] | 97.4% | 0.23236
[10 empty] | 97.4% | 0.23233
[10 empty] | 97.41% | 0.23231
[10 empty] | 97.41% | 0.23225
[10 empty] | 97.41% | 0.23224
[10 empty] | 97.41% | 0.23224
[10 empty] | 97.42% | 0.23219
[10 empty] | 97.42% | 0.23215
[10 empty] | 97.42% | 0.23214
[10 empty] | 97.43% | 0.23204
[10 empty] | 97.43% | 0.23202
[10 empty] | 97.43% | 0.23201
[10 empty] | 97.43% | 0.23189
[10 empty] | 97.44% | 0.2318
[10 empty] | 97.44% | 0.23174
[10 empty] | 97.44% | 0.2317
[10 empty] | 97.45% | 0.23169
[10 empty] | 97.45% | 0.23169
[10 empty] | 97.45% | 0.23167
[10 empty] | 97.45% | 0.23167
[10 empty] | 97.46% | 0.23159
[10 empty] | 97.46% | 0.23158
[10 empty] | 97.46% | 0.23156
[10 empty] | 97.47% | 0.23156
[10 empty] | 97.47% | 0.23155
[10 empty] | 97.47% | 0.23154
[10 empty] | 97.47% | 0.23152
[10 empty] | 97.48% | 0.23149
[10 empty] | 97.48% | 0.23149
[10 empty] | 97.48% | 0.23146
[10 empty] | 97.49% | 0.23144
[10 empty] | 97.49% | 0.23143
[10 empty] | 97.49% | 0.23141
[10 empty] | 97.49% | 0.23141
[10 empty] | 97.5% | 0.2314
[10 empty] | 97.5% | 0.2314
[10 empty] | 97.5% | 0.23138
[10 empty] | 97.51% | 0.23137
[10 empty] | 97.51% | 0.23135
[10 empty] | 97.51% | 0.23134
[10 empty] | 97.51% | 0.23133
[10 empty] | 97.52% | 0.23132
[10 empty] | 97.52% | 0.23132
[10 empty] | 97.52% | 0.23128
[10 empty] | 97.53% | 0.23127
[10 empty] | 97.53% | 0.23123
[10 empty] | 97.53% | 0.23118
[10 empty] | 97.53% | 0.23116
[10 empty] | 97.54% | 0.23114
[10 empty] | 97.54% | 0.23111
[10 empty] | 97.54% | 0.2311
[10 empty] | 97.55% | 0.23108
[10 empty] | 97.55% | 0.23106
[10 empty] | 97.55% | 0.23104
[10 empty] | 97.55% | 0.23101
[10 empty] | 97.56% | 0.23098
[10 empty] | 97.56% | 0.23094
[10 empty] | 97.56% | 0.23094
[10 empty] | 97.57% | 0.23093
[10 empty] | 97.57% | 0.23092
[10 empty] | 97.57% | 0.23092
[10 empty] | 97.57% | 0.23087
[10 empty] | 97.58% | 0.23085
[10 empty] | 97.58% | 0.2308
[10 empty] | 97.58% | 0.23072
[10 empty] | 97.59% | 0.23062
[10 empty] | 97.59% | 0.23061
[10 empty] | 97.59% | 0.2306
[10 empty] | 97.59% | 0.23058
[10 empty] | 97.6% | 0.23058
[10 empty] | 97.6% | 0.23057
[10 empty] | 97.6% | 0.23056
[10 empty] | 97.61% | 0.23045
[10 empty] | 97.61% | 0.23043
[10 empty] | 97.61% | 0.23036
[10 empty] | 97.61% | 0.23028
[10 empty] | 97.62% | 0.23025
[10 empty] | 97.62% | 0.23024
[10 empty] | 97.62% | 0.23023
[10 empty] | 97.63% | 0.23023
[10 empty] | 97.63% | 0.2302
[10 empty] | 97.63% | 0.23017
[10 empty] | 97.63% | 0.23015
[10 empty] | 97.64% | 0.23014
[10 empty] | 97.64% | 0.23011
[10 empty] | 97.64% | 0.23011
[10 empty] | 97.65% | 0.23007
[10 empty] | 97.65% | 0.23003
[10 empty] | 97.65% | 0.22997
[10 empty] | 97.65% | 0.22997
[10 empty] | 97.66% | 0.22996
[10 empty] | 97.66% | 0.22993
[10 empty] | 97.66% | 0.22993
[10 empty] | 97.67% | 0.22987
[10 empty] | 97.67% | 0.22984
[10 empty] | 97.67% | 0.22983
[10 empty] | 97.67% | 0.2298
[10 empty] | 97.68% | 0.2297
[10 empty] | 97.68% | 0.22958
[10 empty] | 97.68% | 0.22956
[10 empty] | 97.69% | 0.22955
[10 empty] | 97.69% | 0.22951
[10 empty] | 97.69% | 0.22949
[10 empty] | 97.69% | 0.22939
[10 empty] | 97.7% | 0.22939
[10 empty] | 97.7% | 0.22938
[10 empty] | 97.7% | 0.22936
[10 empty] | 97.71% | 0.22934
[10 empty] | 97.71% | 0.22932
[10 empty] | 97.71% | 0.22932
[10 empty] | 97.71% | 0.22927
[10 empty] | 97.72% | 0.22922
[10 empty] | 97.72% | 0.22912
[10 empty] | 97.72% | 0.22911
[10 empty] | 97.73% | 0.22911
[10 empty] | 97.73% | 0.22902
[10 empty] | 97.73% | 0.22898
[10 empty] | 97.73% | 0.22898
[10 empty] | 97.74% | 0.22895
[10 empty] | 97.74% | 0.22895
[10 empty] | 97.74% | 0.22895
[10 empty] | 97.75% | 0.22891
[10 empty] | 97.75% | 0.22891
[10 empty] | 97.75% | 0.22889
[10 empty] | 97.75% | 0.22885
[10 empty] | 97.76% | 0.2288
[10 empty] | 97.76% | 0.22877
[10 empty] | 97.76% | 0.22868
[10 empty] | 97.77% | 0.22867
[10 empty] | 97.77% | 0.22863
[10 empty] | 97.77% | 0.22862
[10 empty] | 97.77% | 0.22857
[10 empty] | 97.78% | 0.22856
[10 empty] | 97.78% | 0.22855
[10 empty] | 97.78% | 0.22848
[10 empty] | 97.79% | 0.22847
[10 empty] | 97.79% | 0.22847
[10 empty] | 97.79% | 0.22845
[10 empty] | 97.79% | 0.22844
[10 empty] | 97.8% | 0.22843
[10 empty] | 97.8% | 0.22843
[10 empty] | 97.8% | 0.22842
[10 empty] | 97.81% | 0.22838
[10 empty] | 97.81% | 0.22837
[10 empty] | 97.81% | 0.22836
[10 empty] | 97.81% | 0.2283
[10 empty] | 97.82% | 0.22828
[10 empty] | 97.82% | 0.22828
[10 empty] | 97.82% | 0.22822
[10 empty] | 97.83% | 0.22818
[10 empty] | 97.83% | 0.22818
[10 empty] | 97.83% | 0.22818
[10 empty] | 97.83% | 0.22816
[10 empty] | 97.84% | 0.22814
[10 empty] | 97.84% | 0.22813
[10 empty] | 97.84% | 0.22804
[10 empty] | 97.85% | 0.22801
[10 empty] | 97.85% | 0.228
[10 empty] | 97.85% | 0.22796
[10 empty] | 97.85% | 0.22794
[10 empty] | 97.86% | 0.22793
[10 empty] | 97.86% | 0.22792
[10 empty] | 97.86% | 0.22791
[10 empty] | 97.87% | 0.2279
[10 empty] | 97.87% | 0.22789
[10 empty] | 97.87% | 0.22786
[10 empty] | 97.87% | 0.22786
[10 empty] | 97.88% | 0.22785
[10 empty] | 97.88% | 0.22783
[10 empty] | 97.88% | 0.22783
[10 empty] | 97.89% | 0.22781
[10 empty] | 97.89% | 0.22781
[10 empty] | 97.89% | 0.22781
[10 empty] | 97.89% | 0.22779
[10 empty] | 97.9% | 0.22778
[10 empty] | 97.9% | 0.22775
[10 empty] | 97.9% | 0.22774
[10 empty] | 97.91% | 0.22759
[10 empty] | 97.91% | 0.22754
[10 empty] | 97.91% | 0.22753
[10 empty] | 97.91% | 0.22741
[10 empty] | 97.92% | 0.22739
[10 empty] | 97.92% | 0.22737
[10 empty] | 97.92% | 0.22736
[10 empty] | 97.93% | 0.22734
[10 empty] | 97.93% | 0.22729
[10 empty] | 97.93% | 0.22728
[10 empty] | 97.93% | 0.22723
[10 empty] | 97.94% | 0.22718
[10 empty] | 97.94% | 0.22715
[10 empty] | 97.94% | 0.22714
[10 empty] | 97.95% | 0.2271
[10 empty] | 97.95% | 0.2271
[10 empty] | 97.95% | 0.22707
[10 empty] | 97.95% | 0.22703
[10 empty] | 97.96% | 0.22702
[10 empty] | 97.96% | 0.227
[10 empty] | 97.96% | 0.22699
[10 empty] | 97.97% | 0.22695
[10 empty] | 97.97% | 0.22692
[10 empty] | 97.97% | 0.2269
[10 empty] | 97.97% | 0.22687
[10 empty] | 97.98% | 0.22686
[10 empty] | 97.98% | 0.22685
[10 empty] | 97.98% | 0.22682
[10 empty] | 97.99% | 0.22681
[10 empty] | 97.99% | 0.2268
[10 empty] | 97.99% | 0.22676
[10 empty] | 97.99% | 0.22673
[10 empty] | 98% | 0.22654
[10 empty] | 98% | 0.22653
[10 empty] | 98% | 0.22652
[10 empty] | 98.01% | 0.22639
[10 empty] | 98.01% | 0.22638
[10 empty] | 98.01% | 0.22637
[10 empty] | 98.01% | 0.22637
[10 empty] | 98.02% | 0.22631
[10 empty] | 98.02% | 0.2263
[10 empty] | 98.02% | 0.22616
[10 empty] | 98.03% | 0.22613
[10 empty] | 98.03% | 0.22613
[10 empty] | 98.03% | 0.22612
[10 empty] | 98.03% | 0.22604
[10 empty] | 98.04% | 0.22601
[10 empty] | 98.04% | 0.22599
[10 empty] | 98.04% | 0.22594
[10 empty] | 98.05% | 0.22593
[10 empty] | 98.05% | 0.2259
[10 empty] | 98.05% | 0.22585
[10 empty] | 98.05% | 0.22584
[10 empty] | 98.06% | 0.22583
[10 empty] | 98.06% | 0.22583
[10 empty] | 98.06% | 0.22582
[10 empty] | 98.07% | 0.2258
[10 empty] | 98.07% | 0.2257
[10 empty] | 98.07% | 0.22567
[10 empty] | 98.07% | 0.22562
[10 empty] | 98.08% | 0.22544
[10 empty] | 98.08% | 0.22542
[10 empty] | 98.08% | 0.22539
[10 empty] | 98.09% | 0.22538
[10 empty] | 98.09% | 0.22537
[10 empty] | 98.09% | 0.22534
[10 empty] | 98.09% | 0.22531
[10 empty] | 98.1% | 0.22528
[10 empty] | 98.1% | 0.22527
[10 empty] | 98.1% | 0.2252
[10 empty] | 98.11% | 0.22519
[10 empty] | 98.11% | 0.22518
[10 empty] | 98.11% | 0.22517
[10 empty] | 98.11% | 0.22517
[10 empty] | 98.12% | 0.22512
[10 empty] | 98.12% | 0.22511
[10 empty] | 98.12% | 0.22508
[10 empty] | 98.13% | 0.22508
[10 empty] | 98.13% | 0.22507
[10 empty] | 98.13% | 0.22506
[10 empty] | 98.13% | 0.22503
[10 empty] | 98.14% | 0.22502
[10 empty] | 98.14% | 0.22501
[10 empty] | 98.14% | 0.22498
[10 empty] | 98.15% | 0.22494
[10 empty] | 98.15% | 0.22493
[10 empty] | 98.15% | 0.22491
[10 empty] | 98.15% | 0.2249
[10 empty] | 98.16% | 0.22489
[10 empty] | 98.16% | 0.22489
[10 empty] | 98.16% | 0.22484
[10 empty] | 98.17% | 0.22474
[10 empty] | 98.17% | 0.2247
[10 empty] | 98.17% | 0.22467
[10 empty] | 98.17% | 0.22466
[10 empty] | 98.18% | 0.22461
[10 empty] | 98.18% | 0.22456
[10 empty] | 98.18% | 0.2245
[10 empty] | 98.19% | 0.22449
[10 empty] | 98.19% | 0.22445
[10 empty] | 98.19% | 0.22445
[10 empty] | 98.19% | 0.2244
[10 empty] | 98.2% | 0.22436
[10 empty] | 98.2% | 0.22428
[10 empty] | 98.2% | 0.22428
[10 empty] | 98.21% | 0.22428
[10 empty] | 98.21% | 0.22425
[10 empty] | 98.21% | 0.2242
[10 empty] | 98.21% | 0.22418
[10 empty] | 98.22% | 0.22417
[10 empty] | 98.22% | 0.22415
[10 empty] | 98.22% | 0.22406
[10 empty] | 98.22% | 0.22405
[10 empty] | 98.23% | 0.22404
[10 empty] | 98.23% | 0.22402
[10 empty] | 98.23% | 0.22402
[10 empty] | 98.24% | 0.22402
[10 empty] | 98.24% | 0.22399
[10 empty] | 98.24% | 0.22398
[10 empty] | 98.24% | 0.22395
[10 empty] | 98.25% | 0.22391
[10 empty] | 98.25% | 0.2238
[10 empty] | 98.25% | 0.22369
[10 empty] | 98.26% | 0.22368
[10 empty] | 98.26% | 0.22361
[10 empty] | 98.26% | 0.2236
[10 empty] | 98.26% | 0.22356
[10 empty] | 98.27% | 0.22355
[10 empty] | 98.27% | 0.22353
[10 empty] | 98.27% | 0.2235
[10 empty] | 98.28% | 0.2235
[10 empty] | 98.28% | 0.22349
[10 empty] | 98.28% | 0.22346
[10 empty] | 98.28% | 0.22342
[10 empty] | 98.29% | 0.22336
[10 empty] | 98.29% | 0.22333
[10 empty] | 98.29% | 0.22332
[10 empty] | 98.3% | 0.22331
[10 empty] | 98.3% | 0.22326
[10 empty] | 98.3% | 0.22322
[10 empty] | 98.3% | 0.22321
[10 empty] | 98.31% | 0.22319
[10 empty] | 98.31% | 0.22318
[10 empty] | 98.31% | 0.22318
[10 empty] | 98.32% | 0.22316
[10 empty] | 98.32% | 0.2231
[10 empty] | 98.32% | 0.2231
[10 empty] | 98.32% | 0.22303
[10 empty] | 98.33% | 0.22301
[10 empty] | 98.33% | 0.22298
[10 empty] | 98.33% | 0.22298
[10 empty] | 98.34% | 0.22291
[10 empty] | 98.34% | 0.22282
[10 empty] | 98.34% | 0.22279
[10 empty] | 98.34% | 0.22278
[10 empty] | 98.35% | 0.22276
[10 empty] | 98.35% | 0.22275
[10 empty] | 98.35% | 0.22272
[10 empty] | 98.36% | 0.2227
[10 empty] | 98.36% | 0.22267
[10 empty] | 98.36% | 0.22263
[10 empty] | 98.36% | 0.22262
[10 empty] | 98.37% | 0.22261
[10 empty] | 98.37% | 0.22258
[10 empty] | 98.37% | 0.22258
[10 empty] | 98.38% | 0.22247
[10 empty] | 98.38% | 0.22239
[10 empty] | 98.38% | 0.22226
[10 empty] | 98.38% | 0.22214
[10 empty] | 98.39% | 0.22214
[10 empty] | 98.39% | 0.22209
[10 empty] | 98.39% | 0.22206
[10 empty] | 98.4% | 0.22205
[10 empty] | 98.4% | 0.22199
[10 empty] | 98.4% | 0.22197
[10 empty] | 98.4% | 0.22193
[10 empty] | 98.41% | 0.22193
[10 empty] | 98.41% | 0.2219
[10 empty] | 98.41% | 0.2219
[10 empty] | 98.42% | 0.22188
[10 empty] | 98.42% | 0.22186
[10 empty] | 98.42% | 0.22176
[10 empty] | 98.42% | 0.22176
[10 empty] | 98.43% | 0.22167
[10 empty] | 98.43% | 0.22165
[10 empty] | 98.43% | 0.22161
[10 empty] | 98.44% | 0.22161
[10 empty] | 98.44% | 0.2216
[10 empty] | 98.44% | 0.22157
[10 empty] | 98.44% | 0.22156
[10 empty] | 98.45% | 0.22153
[10 empty] | 98.45% | 0.22152
[10 empty] | 98.45% | 0.22148
[10 empty] | 98.46% | 0.22139
[10 empty] | 98.46% | 0.22137
[10 empty] | 98.46% | 0.22137
[10 empty] | 98.46% | 0.22132
[10 empty] | 98.47% | 0.22122
[10 empty] | 98.47% | 0.22116
[10 empty] | 98.47% | 0.22115
[10 empty] | 98.48% | 0.22111
[10 empty] | 98.48% | 0.22111
[10 empty] | 98.48% | 0.22108
[10 empty] | 98.48% | 0.22097
[10 empty] | 98.49% | 0.22093
[10 empty] | 98.49% | 0.2208
[10 empty] | 98.49% | 0.2208
[10 empty] | 98.5% | 0.22077
[10 empty] | 98.5% | 0.22069
[10 empty] | 98.5% | 0.22069
[10 empty] | 98.5% | 0.22054
[10 empty] | 98.51% | 0.22054
[10 empty] | 98.51% | 0.22047
[10 empty] | 98.51% | 0.22042
[10 empty] | 98.52% | 0.22026
[10 empty] | 98.52% | 0.22015
[10 empty] | 98.52% | 0.22013
[10 empty] | 98.52% | 0.22012
[10 empty] | 98.53% | 0.22011
[10 empty] | 98.53% | 0.22005
[10 empty] | 98.53% | 0.22004
[10 empty] | 98.54% | 0.22003
[10 empty] | 98.54% | 0.21997
[10 empty] | 98.54% | 0.21993
[10 empty] | 98.54% | 0.2199
[10 empty] | 98.55% | 0.2199
[10 empty] | 98.55% | 0.2199
[10 empty] | 98.55% | 0.21981
[10 empty] | 98.56% | 0.21978
[10 empty] | 98.56% | 0.21977
[10 empty] | 98.56% | 0.21973
[10 empty] | 98.56% | 0.21971
[10 empty] | 98.57% | 0.21962
[10 empty] | 98.57% | 0.21959
[10 empty] | 98.57% | 0.21958
[10 empty] | 98.58% | 0.21949
[10 empty] | 98.58% | 0.21946
[10 empty] | 98.58% | 0.21931
[10 empty] | 98.58% | 0.21923
[10 empty] | 98.59% | 0.21923
[10 empty] | 98.59% | 0.21921
[10 empty] | 98.59% | 0.21918
[10 empty] | 98.6% | 0.21914
[10 empty] | 98.6% | 0.21912
[10 empty] | 98.6% | 0.21909
[10 empty] | 98.6% | 0.21904
[10 empty] | 98.61% | 0.21897
[10 empty] | 98.61% | 0.21895
[10 empty] | 98.61% | 0.21889
[10 empty] | 98.62% | 0.21884
[10 empty] | 98.62% | 0.21882
[10 empty] | 98.62% | 0.21873
[10 empty] | 98.62% | 0.21872
[10 empty] | 98.63% | 0.2187
[10 empty] | 98.63% | 0.21866
[10 empty] | 98.63% | 0.21853
[10 empty] | 98.64% | 0.21852
[10 empty] | 98.64% | 0.21847
[10 empty] | 98.64% | 0.21846
[10 empty] | 98.64% | 0.21846
[10 empty] | 98.65% | 0.21845
[10 empty] | 98.65% | 0.21841
[10 empty] | 98.65% | 0.21838
[10 empty] | 98.66% | 0.21838
[10 empty] | 98.66% | 0.21833
[10 empty] | 98.66% | 0.2183
[10 empty] | 98.66% | 0.21825
[10 empty] | 98.67% | 0.21815
[10 empty] | 98.67% | 0.21813
[10 empty] | 98.67% | 0.21812
[10 empty] | 98.68% | 0.2181
[10 empty] | 98.68% | 0.2181
[10 empty] | 98.68% | 0.21808
[10 empty] | 98.68% | 0.21807
[10 empty] | 98.69% | 0.21804
[10 empty] | 98.69% | 0.21804
[10 empty] | 98.69% | 0.21798
[10 empty] | 98.7% | 0.21793
[10 empty] | 98.7% | 0.21784
[10 empty] | 98.7% | 0.21777
[10 empty] | 98.7% | 0.21775
[10 empty] | 98.71% | 0.21775
[10 empty] | 98.71% | 0.21773
[10 empty] | 98.71% | 0.21768
[10 empty] | 98.72% | 0.21751
[10 empty] | 98.72% | 0.2174
[10 empty] | 98.72% | 0.2174
[10 empty] | 98.72% | 0.21738
[10 empty] | 98.73% | 0.21729
[10 empty] | 98.73% | 0.21725
[10 empty] | 98.73% | 0.21719
[10 empty] | 98.74% | 0.21718
[10 empty] | 98.74% | 0.21717
[10 empty] | 98.74% | 0.21716
[10 empty] | 98.74% | 0.21714
[10 empty] | 98.75% | 0.21707
[10 empty] | 98.75% | 0.21706
[10 empty] | 98.75% | 0.21696
[10 empty] | 98.76% | 0.21683
[10 empty] | 98.76% | 0.21681
[10 empty] | 98.76% | 0.21676
[10 empty] | 98.76% | 0.2167
[10 empty] | 98.77% | 0.21667
[10 empty] | 98.77% | 0.21667
[10 empty] | 98.77% | 0.21666
[10 empty] | 98.78% | 0.21663
[10 empty] | 98.78% | 0.21658
[10 empty] | 98.78% | 0.21641
[10 empty] | 98.78% | 0.2163
[10 empty] | 98.79% | 0.21628
[10 empty] | 98.79% | 0.21628
[10 empty] | 98.79% | 0.21625
[10 empty] | 98.8% | 0.21625
[10 empty] | 98.8% | 0.21612
[10 empty] | 98.8% | 0.21609
[10 empty] | 98.8% | 0.21594
[10 empty] | 98.81% | 0.21592
[10 empty] | 98.81% | 0.21587
[10 empty] | 98.81% | 0.21587
[10 empty] | 98.82% | 0.21586
[10 empty] | 98.82% | 0.21586
[10 empty] | 98.82% | 0.21585
[10 empty] | 98.82% | 0.21581
[10 empty] | 98.83% | 0.21578
[10 empty] | 98.83% | 0.21569
[10 empty] | 98.83% | 0.21568
[10 empty] | 98.84% | 0.21563
[10 empty] | 98.84% | 0.21562
[10 empty] | 98.84% | 0.21561
[10 empty] | 98.84% | 0.21553
[10 empty] | 98.85% | 0.21552
[10 empty] | 98.85% | 0.2155
[10 empty] | 98.85% | 0.2154
[10 empty] | 98.86% | 0.21538
[10 empty] | 98.86% | 0.21538
[10 empty] | 98.86% | 0.21533
[10 empty] | 98.86% | 0.21512
[10 empty] | 98.87% | 0.2151
[10 empty] | 98.87% | 0.215
[10 empty] | 98.87% | 0.21496
[10 empty] | 98.88% | 0.21475
[10 empty] | 98.88% | 0.21467
[10 empty] | 98.88% | 0.21458
[10 empty] | 98.88% | 0.21457
[10 empty] | 98.89% | 0.21451
[10 empty] | 98.89% | 0.21442
[10 empty] | 98.89% | 0.21441
[10 empty] | 98.9% | 0.2144
[10 empty] | 98.9% | 0.21433
[10 empty] | 98.9% | 0.21427
[10 empty] | 98.9% | 0.21415
[10 empty] | 98.91% | 0.2141
[10 empty] | 98.91% | 0.21409
[10 empty] | 98.91% | 0.21407
[10 empty] | 98.92% | 0.21407
[10 empty] | 98.92% | 0.21407
[10 empty] | 98.92% | 0.21401
[10 empty] | 98.92% | 0.21397
[10 empty] | 98.93% | 0.21393
[10 empty] | 98.93% | 0.21384
[10 empty] | 98.93% | 0.21371
[10 empty] | 98.94% | 0.21369
[10 empty] | 98.94% | 0.21365
[10 empty] | 98.94% | 0.21365
[10 empty] | 98.94% | 0.21359
[10 empty] | 98.95% | 0.21353
[10 empty] | 98.95% | 0.2135
[10 empty] | 98.95% | 0.21339
[10 empty] | 98.96% | 0.21339
[10 empty] | 98.96% | 0.21331
[10 empty] | 98.96% | 0.21326
[10 empty] | 98.96% | 0.21319
[10 empty] | 98.97% | 0.21317
[10 empty] | 98.97% | 0.21317
[10 empty] | 98.97% | 0.21305
[10 empty] | 98.98% | 0.21303
[10 empty] | 98.98% | 0.21302
[10 empty] | 98.98% | 0.213
[10 empty] | 98.98% | 0.213
[10 empty] | 98.99% | 0.21294
[10 empty] | 98.99% | 0.21276
[10 empty] | 98.99% | 0.21265
[10 empty] | 99% | 0.21262
[10 empty] | 99% | 0.21258
[10 empty] | 99% | 0.21254
[10 empty] | 99% | 0.21253
[10 empty] | 99.01% | 0.21231
[10 empty] | 99.01% | 0.21226
[10 empty] | 99.01% | 0.21225
[10 empty] | 99.02% | 0.21218
[10 empty] | 99.02% | 0.21199
[10 empty] | 99.02% | 0.21199
[10 empty] | 99.02% | 0.21187
[10 empty] | 99.03% | 0.21184
[10 empty] | 99.03% | 0.21179
[10 empty] | 99.03% | 0.21169
[10 empty] | 99.04% | 0.21155
[10 empty] | 99.04% | 0.21154
[10 empty] | 99.04% | 0.21154
[10 empty] | 99.04% | 0.21153
[10 empty] | 99.05% | 0.21152
[10 empty] | 99.05% | 0.21148
[10 empty] | 99.05% | 0.21135
[10 empty] | 99.06% | 0.2113
[10 empty] | 99.06% | 0.21127
[10 empty] | 99.06% | 0.21125
[10 empty] | 99.06% | 0.21118
[10 empty] | 99.07% | 0.21114
[10 empty] | 99.07% | 0.21104
[10 empty] | 99.07% | 0.21103
[10 empty] | 99.08% | 0.21101
[10 empty] | 99.08% | 0.21095
[10 empty] | 99.08% | 0.21085
[10 empty] | 99.08% | 0.21082
[10 empty] | 99.09% | 0.21079
[10 empty] | 99.09% | 0.21059
[10 empty] | 99.09% | 0.21057
[10 empty] | 99.1% | 0.21054
[10 empty] | 99.1% | 0.21051
[10 empty] | 99.1% | 0.2105
[10 empty] | 99.1% | 0.21025
[10 empty] | 99.11% | 0.21025
[10 empty] | 99.11% | 0.21023
[10 empty] | 99.11% | 0.21016
[10 empty] | 99.12% | 0.21012
[10 empty] | 99.12% | 0.20997
[10 empty] | 99.12% | 0.20994
[10 empty] | 99.12% | 0.20983
[10 empty] | 99.13% | 0.20982
[10 empty] | 99.13% | 0.20976
[10 empty] | 99.13% | 0.20976
[10 empty] | 99.14% | 0.20973
[10 empty] | 99.14% | 0.20961
[10 empty] | 99.14% | 0.20957
[10 empty] | 99.14% | 0.20956
[10 empty] | 99.15% | 0.20956
[10 empty] | 99.15% | 0.20954
[10 empty] | 99.15% | 0.20948
[10 empty] | 99.16% | 0.20943
[10 empty] | 99.16% | 0.20922
[10 empty] | 99.16% | 0.20914
[10 empty] | 99.16% | 0.20911
[10 empty] | 99.17% | 0.20908
[10 empty] | 99.17% | 0.20906
[10 empty] | 99.17% | 0.20895
[10 empty] | 99.18% | 0.20893
[10 empty] | 99.18% | 0.2088
[10 empty] | 99.18% | 0.20873
[10 empty] | 99.18% | 0.20873
[10 empty] | 99.19% | 0.20871
[10 empty] | 99.19% | 0.20869
[10 empty] | 99.19% | 0.20857
[10 empty] | 99.2% | 0.20853
[10 empty] | 99.2% | 0.2085
[10 empty] | 99.2% | 0.20848
[10 empty] | 99.2% | 0.20847
[10 empty] | 99.21% | 0.20846
[10 empty] | 99.21% | 0.20841
[10 empty] | 99.21% | 0.2084
[10 empty] | 99.22% | 0.20838
[10 empty] | 99.22% | 0.20836
[10 empty] | 99.22% | 0.20832
[10 empty] | 99.22% | 0.20823
[10 empty] | 99.23% | 0.2082
[10 empty] | 99.23% | 0.20807
[10 empty] | 99.23% | 0.20798
[10 empty] | 99.24% | 0.20791
[10 empty] | 99.24% | 0.2079
[10 empty] | 99.24% | 0.2079
[10 empty] | 99.24% | 0.20768
[10 empty] | 99.25% | 0.2075
[10 empty] | 99.25% | 0.20749
[10 empty] | 99.25% | 0.20745
[10 empty] | 99.26% | 0.20741
[10 empty] | 99.26% | 0.20736
[10 empty] | 99.26% | 0.20731
[10 empty] | 99.26% | 0.20722
[10 empty] | 99.27% | 0.20722
[10 empty] | 99.27% | 0.20711
[10 empty] | 99.27% | 0.2071
[10 empty] | 99.28% | 0.20686
[10 empty] | 99.28% | 0.20652
[10 empty] | 99.28% | 0.20643
[10 empty] | 99.28% | 0.20643
[10 empty] | 99.29% | 0.20623
[10 empty] | 99.29% | 0.20618
[10 empty] | 99.29% | 0.20616
[10 empty] | 99.3% | 0.20604
[10 empty] | 99.3% | 0.20603
[10 empty] | 99.3% | 0.20596
[10 empty] | 99.3% | 0.20595
[10 empty] | 99.31% | 0.20556
[10 empty] | 99.31% | 0.20539
[10 empty] | 99.31% | 0.20535
[10 empty] | 99.32% | 0.20526
[10 empty] | 99.32% | 0.20515
[10 empty] | 99.32% | 0.20508
[10 empty] | 99.32% | 0.20507
[10 empty] | 99.33% | 0.20505
[10 empty] | 99.33% | 0.20504
[10 empty] | 99.33% | 0.20498
[10 empty] | 99.34% | 0.20496
[10 empty] | 99.34% | 0.20486
[10 empty] | 99.34% | 0.20442
[10 empty] | 99.34% | 0.20438
[10 empty] | 99.35% | 0.20432
[10 empty] | 99.35% | 0.20426
[10 empty] | 99.35% | 0.20425
[10 empty] | 99.36% | 0.20419
[10 empty] | 99.36% | 0.20416
[10 empty] | 99.36% | 0.20413
[10 empty] | 99.36% | 0.20413
[10 empty] | 99.37% | 0.20412
[10 empty] | 99.37% | 0.2041
[10 empty] | 99.37% | 0.20408
[10 empty] | 99.38% | 0.20402
[10 empty] | 99.38% | 0.20392
[10 empty] | 99.38% | 0.20374
[10 empty] | 99.38% | 0.20373
[10 empty] | 99.39% | 0.20366
[10 empty] | 99.39% | 0.20353
[10 empty] | 99.39% | 0.20347
[10 empty] | 99.4% | 0.2034
[10 empty] | 99.4% | 0.2033
[10 empty] | 99.4% | 0.20327
[10 empty] | 99.4% | 0.20323
[10 empty] | 99.41% | 0.20319
[10 empty] | 99.41% | 0.20316
[10 empty] | 99.41% | 0.20295
[10 empty] | 99.41% | 0.20289
[10 empty] | 99.42% | 0.20281
[10 empty] | 99.42% | 0.20275
[10 empty] | 99.42% | 0.20274
[10 empty] | 99.43% | 0.20263
[10 empty] | 99.43% | 0.20262
[10 empty] | 99.43% | 0.20243
[10 empty] | 99.43% | 0.20241
[10 empty] | 99.44% | 0.20223
[10 empty] | 99.44% | 0.20216
[10 empty] | 99.44% | 0.20211
[10 empty] | 99.45% | 0.20203
[10 empty] | 99.45% | 0.20193
[10 empty] | 99.45% | 0.20191
[10 empty] | 99.45% | 0.20181
[10 empty] | 99.46% | 0.20152
[10 empty] | 99.46% | 0.20152
[10 empty] | 99.46% | 0.20148
[10 empty] | 99.47% | 0.20135
[10 empty] | 99.47% | 0.20124
[10 empty] | 99.47% | 0.20103
[10 empty] | 99.47% | 0.20097
[10 empty] | 99.48% | 0.20085
[10 empty] | 99.48% | 0.20076
[10 empty] | 99.48% | 0.2007
[10 empty] | 99.49% | 0.20062
[10 empty] | 99.49% | 0.20044
[10 empty] | 99.49% | 0.20044
[10 empty] | 99.49% | 0.20036
[10 empty] | 99.5% | 0.20028
[10 empty] | 99.5% | 0.20026
[10 empty] | 99.5% | 0.20014
[10 empty] | 99.51% | 0.19999
[10 empty] | 99.51% | 0.19997
[10 empty] | 99.51% | 0.1999
[10 empty] | 99.51% | 0.19988
[10 empty] | 99.52% | 0.19974
[10 empty] | 99.52% | 0.19971
[10 empty] | 99.52% | 0.19952
[10 empty] | 99.53% | 0.19949
[10 empty] | 99.53% | 0.19949
[10 empty] | 99.53% | 0.19938
[10 empty] | 99.53% | 0.19926
[10 empty] | 99.54% | 0.19925
[10 empty] | 99.54% | 0.19914
[10 empty] | 99.54% | 0.19897
[10 empty] | 99.55% | 0.19879
[10 empty] | 99.55% | 0.19872
[10 empty] | 99.55% | 0.19868
[10 empty] | 99.55% | 0.19837
[10 empty] | 99.56% | 0.19837
[10 empty] | 99.56% | 0.19826
[10 empty] | 99.56% | 0.19821
[10 empty] | 99.57% | 0.19818
[10 empty] | 99.57% | 0.19816
[10 empty] | 99.57% | 0.19809
[10 empty] | 99.57% | 0.19793
[10 empty] | 99.58% | 0.19789
[10 empty] | 99.58% | 0.19787
[10 empty] | 99.58% | 0.19766
[10 empty] | 99.59% | 0.19746
[10 empty] | 99.59% | 0.19744
[10 empty] | 99.59% | 0.19726
[10 empty] | 99.59% | 0.19722
[10 empty] | 99.6% | 0.19709
[10 empty] | 99.6% | 0.19682
[10 empty] | 99.6% | 0.19654
[10 empty] | 99.61% | 0.19646
[10 empty] | 99.61% | 0.19637
[10 empty] | 99.61% | 0.19636
[10 empty] | 99.61% | 0.19628
[10 empty] | 99.62% | 0.19618
[10 empty] | 99.62% | 0.19616
[10 empty] | 99.62% | 0.19608
[10 empty] | 99.63% | 0.19608
[10 empty] | 99.63% | 0.19599
[10 empty] | 99.63% | 0.19584
[10 empty] | 99.63% | 0.19562
[10 empty] | 99.64% | 0.19559
[10 empty] | 99.64% | 0.19557
[10 empty] | 99.64% | 0.19543
[10 empty] | 99.65% | 0.19541
[10 empty] | 99.65% | 0.19536
[10 empty] | 99.65% | 0.19526
[10 empty] | 99.65% | 0.19508
[10 empty] | 99.66% | 0.19485
[10 empty] | 99.66% | 0.19478
[10 empty] | 99.66% | 0.19461
[10 empty] | 99.67% | 0.1946
[10 empty] | 99.67% | 0.1946
[10 empty] | 99.67% | 0.19436
[10 empty] | 99.67% | 0.19429
[10 empty] | 99.68% | 0.19422
[10 empty] | 99.68% | 0.19417
[10 empty] | 99.68% | 0.19399
[10 empty] | 99.69% | 0.19389
[10 empty] | 99.69% | 0.19374
[10 empty] | 99.69% | 0.19372
[10 empty] | 99.69% | 0.19347
[10 empty] | 99.7% | 0.1934
[10 empty] | 99.7% | 0.19339
[10 empty] | 99.7% | 0.19314
[10 empty] | 99.71% | 0.19307
[10 empty] | 99.71% | 0.19276
[10 empty] | 99.71% | 0.19268
[10 empty] | 99.71% | 0.19247
[10 empty] | 99.72% | 0.19234
[10 empty] | 99.72% | 0.1921
[10 empty] | 99.72% | 0.19206
[10 empty] | 99.73% | 0.19175
[10 empty] | 99.73% | 0.19164
[10 empty] | 99.73% | 0.1916
[10 empty] | 99.73% | 0.19146
[10 empty] | 99.74% | 0.19145
[10 empty] | 99.74% | 0.19114
[10 empty] | 99.74% | 0.19108
[10 empty] | 99.75% | 0.19105
[10 empty] | 99.75% | 0.191
[10 empty] | 99.75% | 0.1907
[10 empty] | 99.75% | 0.19031
[10 empty] | 99.76% | 0.19026
[10 empty] | 99.76% | 0.18985
[10 empty] | 99.76% | 0.18964
[10 empty] | 99.77% | 0.18952
[10 empty] | 99.77% | 0.18934
[10 empty] | 99.77% | 0.18889
[10 empty] | 99.77% | 0.18885
[10 empty] | 99.78% | 0.18862
[10 empty] | 99.78% | 0.18861
[10 empty] | 99.78% | 0.18835
[10 empty] | 99.79% | 0.18801
[10 empty] | 99.79% | 0.18789
[10 empty] | 99.79% | 0.18738
[10 empty] | 99.79% | 0.18704
[10 empty] | 99.8% | 0.18693
[10 empty] | 99.8% | 0.18693
[10 empty] | 99.8% | 0.18682
[10 empty] | 99.81% | 0.18674
[10 empty] | 99.81% | 0.1865
[10 empty] | 99.81% | 0.18645
[10 empty] | 99.81% | 0.18622
[10 empty] | 99.82% | 0.18615
[10 empty] | 99.82% | 0.18594
[10 empty] | 99.82% | 0.18574
[10 empty] | 99.83% | 0.18539
[10 empty] | 99.83% | 0.18529
[10 empty] | 99.83% | 0.18517
[10 empty] | 99.83% | 0.18502
[10 empty] | 99.84% | 0.18495
[10 empty] | 99.84% | 0.1844
[10 empty] | 99.84% | 0.18368
[10 empty] | 99.85% | 0.18352
[10 empty] | 99.85% | 0.18351
[10 empty] | 99.85% | 0.18341
[10 empty] | 99.85% | 0.18331
[10 empty] | 99.86% | 0.18327
[10 empty] | 99.86% | 0.18313
[10 empty] | 99.86% | 0.18304
[10 empty] | 99.87% | 0.18291
[10 empty] | 99.87% | 0.1828
[10 empty] | 99.87% | 0.18259
[10 empty] | 99.87% | 0.18255
[10 empty] | 99.88% | 0.18254
[10 empty] | 99.88% | 0.18247
[10 empty] | 99.88% | 0.18219
[10 empty] | 99.89% | 0.18205
[10 empty] | 99.89% | 0.18167
[10 empty] | 99.89% | 0.18151
[10 empty] | 99.89% | 0.18149
[10 empty] | 99.9% | 0.18131
[10 empty] | 99.9% | 0.18096
[10 empty] | 99.9% | 0.18004
[10 empty] | 99.91% | 0.17977
[10 empty] | 99.91% | 0.17895
[10 empty] | 99.91% | 0.17868
[10 empty] | 99.91% | 0.17856
[10 empty] | 99.92% | 0.17845
[10 empty] | 99.92% | 0.17828
[10 empty] | 99.92% | 0.17822
[10 empty] | 99.93% | 0.17802
[10 empty] | 99.93% | 0.17801
[10 empty] | 99.93% | 0.17795
[10 empty] | 99.93% | 0.17793
[10 empty] | 99.94% | 0.1779
[10 empty] | 99.94% | 0.17772
[10 empty] | 99.94% | 0.17718
[10 empty] | 99.95% | 0.17687
[10 empty] | 99.95% | 0.17675
[10 empty] | 99.95% | 0.17656
[10 empty] | 99.95% | 0.17639
[10 empty] | 99.96% | 0.17632
[10 empty] | 99.96% | 0.1762
[10 empty] | 99.96% | 0.17589
[10 empty] | 99.97% | 0.17585 |  |  | 8767.25
[10 empty] | 99.97% | 0.17503
[10 empty] | 99.97% | 0.175
[10 empty] | 99.97% | 0.17378
[10 empty] | 99.98% | 0.1736
[10 empty] | 99.98% | 0.1698
[10 empty] | 99.98% | 0.16767
[10 empty] | 99.99% | 0.16637
[10 empty] | 99.99% | 0.16612
[10 empty] | 99.99% | 0.16608
[10 empty] | 99.99% | 0.16575
[10 empty] | 100% | 0.16349
[10 empty] | 100% | 0

## Cranbourne MD forecast
Station: CBTS 66 kV
Year | 2019 | 2020 | 2021 | 2022 | 2023 | 2024 | 2025 | 2026 | 2027 | 2028
50th percentile Summer Maximum Demand (MVA) | 483.5 | 493.2 | 502.3 | 518.7 | 533.6 | 549 | 568.3 | 579.4 | 592.9 | 613.5
50th percentile Winter Maximum Demand (MVA) | 353.2 | 363.2 | 374.4 | 388.1 | 398.9 | 413.4 | 429.2 | 442 | 456.3 | 471.5
10th percentile Summer Maximum Demand (MVA) | 534.5 | 546.6 | 557.6 | 573.6 | 587.3 | 604.6 | 627.9 | 644.1 | 656.2 | 676.9
10th percentile Winter Maximum Demand (MVA) | 363.1 | 373.6 | 385.3 | 397.9 | 409.8 | 424 | 440.2 | 453.3 | 468.3 | 484
Note: These DNSP maximum demand forecasts may differ from AEMO’s corresponding forecasts.

## His. SMTS F2 unplanned outages
Year | Date | Cause of the outage | Duration (hours) | Consequence
2018 | NIL | NIL | NIL | NIL
2017 | 2017-09-28 | an on-load tap changer issue associated with one of the 500/330/22 kV single phase units. This was an urgent maintenance work that could not be delayed | 643.34 | 1000MVA
2016 | NIL | NIL | NIL | NIL